## BoQ1 (hidden)
Percentage BoQ
BoQ_Ver3.1 | Percentage | Normal | INR Only | INR
Select, At Par, Excess (+), Less (-) |  | IOCL
Tender Inviting Authority: DOIP, IIT Kanpur
Name of Work: Conversion of one room into washroom in all floors of Block F at Hall-4 in IIT Kanpur
NIT No: Building/12/06/2023-1
Name of the Bidder/ Bidding Firm / Company :
PRICE SCHEDULE (This BOQ template must not be modified/replaced by the bidder and the same should be uploaded after filling the relevant columns, else the bidder is liable to be rejected for this tender. Bidders are allowed to enter the Bidder Name and Values only )
NUMBER # | TEXT # | TEXT # | NUMBER # | TEXT # | NUMBER | NUMBER | TEXT | TEXT # | NUMBER # | TEXT# | TEXT # | NUMBER # | NUMBER | NUMBER | NUMBER | NUMBER | TEXT | TEXT | NUMBER | NUMBER | NUMBER | NUMBER | TEXT | TEXT | NUMBER | NUMBER | NUMBER | NUMBER | TEXT | TEXT | NUMBER | NUMBER | NUMBER | NUMBER | TEXT | TEXT | NUMBER | NUMBER | NUMBER | NUMBER | TEXT | TEXT | NUMBER | NUMBER | NUMBER # | NUMBER # | TEXT | TEXT | NUMBER # | NUMBER # | DATE | NUMBER # | NUMBER # | TEXT #
Sl. No. | Item Description | Item Code / Make | Quantity | Units | Estimated Rate in Rs. P |  |  | Addition / Deduction | Addition / Deduction Values | Currency Convertion against each Item | Quoted Currency in INR / Other Currency | BASIC RATE In Figures To be entered by the Bidder Rs. P | Excise Duty | VAT | Freight Charges ( Unloading & Stacking) | Any Other Taxes/Duties/Levies |  |  | Other Taxes 2 | IIIrd Party i.e DGS&D / RITES etc Inspection Charges @0.34%+Service Tax | Less for Cenvat Credit,if any respect of Supplies Under full Excise Duty Category | [30 empty] | TOTAL AMOUNT in Rs. P | TOTAL AMOUNT With Taxes | TOTAL AMOUNT In Words
1 | 2 | 3 | 4 | 5 | 6 | 7 | 8 | 9 | 10 | 11 | 12 | 13 | 14 | 15 | 16 | 17 | 18 | 19 | 20 | 21 | 22 | 23 | 24 | 25 | 26 | 27 | 28 | 29 | 30 | 31 | 32 | 33 | 34 | 35 | 36 | 37 | 38 | 39 | 40 | 41 | 42 | 43 | 44 | 45 | 46 | 47 | 48 | 49 | 50 | 51 | 52 | 7 | 54 | 8
1 | Component | [53 empty] | 1 | Component
1.01 | CEMENT CONCRETE (CAST IN SITU) | item no.1 | [52 empty] | 1.01 | CEMENT CONCRETE (CAST IN SITU) | item no.1
1.02 | Providing and laying in position cement concrete of specified grade excluding the cost of centering and shuttering - All work up to plinth level : | item no.2 | [52 empty] | 1.02 | Providing and laying in position cement concrete of specified grade excluding the cost of centering and shuttering - All work up to plinth level : | item no.2
1.03 | 1:1½:3 (1 Cement: 1½ coarse sand (zone-III) derived from natural sources : 3 graded stone aggregate 20 mm nominal size derived from natural sources) | item no.3 | 0.2 | cum | 6824.77 |  |  | Excess(+) | 1 | Full Conversion | INR | [40 empty] | 1365 | 1365 | INR One Thousand Three Hundred & Sixty Five Only | 1.03 | 1:1½:3 (1 Cement: 1½ coarse sand (zone-III) derived from natural sources : 3 graded stone aggregate 20 mm nominal size derived from natural sources) | item no.3 | 0.2 | cum
1.04 | Making plinth protection 50mm thick of cement concrete 1:3:6 (1 cement : 3 coarse sand (zone-III) derived from natural sources : 6 graded stone aggregate 20 mm nominal size derived from natural sources) over 75mm thick bed of dry brick ballast 40 mm nominal size, well rammed and consolidated and grouted with fine sand, including necessary excavation, levelling & dressing & finishing the top smooth. | item no.4 | 5 | sqm | 597.68 |  |  | Excess(+) | 1 | Full Conversion | INR | [40 empty] | 2988 | 2988 | INR Two Thousand Nine Hundred & Eighty Eight Only | 1.04 | Making plinth protection 50mm thick of cement concrete 1:3:6 (1 cement : 3 coarse sand (zone-III) derived from natural sources : 6 graded stone aggregate 20 mm nominal size derived from natural sources) over 75mm thick bed of dry brick ballast 40 mm nominal size, well rammed and consolidated and grouted with fine sand, including necessary excavation, levelling & dressing & finishing the top smooth. | item no.4 | 5 | sqm
1.05 | REINFORCED CEMENT CONCRETE | item no.5 | [52 empty] | 1.05 | REINFORCED CEMENT CONCRETE | item no.5
1.06 | Reinforced cement concrete work in beams, suspended floors, roofs having slope up to 15° landings, balconies, shelves, chajjas, lintels, bands, plain window sills, staircases and spiral stair cases above plinth level up to floor five level, excluding the cost of centering, shuttering, finishing and reinforcement with 1:1.5:3 (1 cement : 1.5 coarse sand(zone-III) derived from natural sources : 3 graded stone aggregate 20 mm nominal size derived from natural sources). | item no.6 | 0.3 | cum | 9398.77 |  |  | Excess(+) | 1 | Full Conversion | INR | [40 empty] | 2820 | 2820 | INR Two Thousand Eight Hundred & Twenty Only | 1.06 | Reinforced cement concrete work in beams, suspended floors, roofs having slope up to 15° landings, balconies, shelves, chajjas, lintels, bands, plain window sills, staircases and spiral stair cases above plinth level up to floor five level, excluding the cost of centering, shuttering, finishing and reinforcement with 1:1.5:3 (1 cement : 1.5 coarse sand(zone-III) derived from natural sources : 3 graded stone aggregate 20 mm nominal size derived from natural sources). | item no.6 | 0.3 | cum
1.07 | Centering and shuttering including strutting, propping etc. and removal of form for | item no.7 | [52 empty] | 1.07 | Centering and shuttering including strutting, propping etc. and removal of form for | item no.7
1.08 | Shelves (Cast in situ) | item no.8 | 3 | sqm | 672.12 |  |  | Excess(+) | 1 | Full Conversion | INR | [40 empty] | 2016 | 2016 | INR Two Thousand &Sixteen Only | 1.08 | Shelves (Cast in situ) | item no.8 | 3 | sqm
1.09 | Providing, hoisting and fixing above plinth level up to floor five level precast reinforced cement concrete work in string courses, bands, copings, bed plates, anchor blocks, plain window sills and the like, including the cost of required centering, shuttering but , excluding cost of reinforcement with 1:1.5:3 (1 cement : 1.5 coarse sand (zone-III) derived from natural sources : 3 graded stone aggregate 20 mm nominal size derived from natural sources). | item no.9 | 0.15 | cum | 8481.81 |  |  | Excess(+) | 1 | Full Conversion | INR | [40 empty] | 1272 | 1272 | INR One Thousand Two Hundred & Seventy Two Only | 1.09 | Providing, hoisting and fixing above plinth level up to floor five level precast reinforced cement concrete work in string courses, bands, copings, bed plates, anchor blocks, plain window sills and the like, including the cost of required centering, shuttering but , excluding cost of reinforcement with 1:1.5:3 (1 cement : 1.5 coarse sand (zone-III) derived from natural sources : 3 graded stone aggregate 20 mm nominal size derived from natural sources). | item no.9 | 0.15 | cum
1.1 | Steel reinforcement for R.C.C. work including straightening, cutting, bending, placing in position and binding all complete above plinth level. | item no.10 | [52 empty] | 1.1 | Steel reinforcement for R.C.C. work including straightening, cutting, bending, placing in position and binding all complete above plinth level. | item no.10
1.11 | Thermo-Mechanically Treated bars of grade Fe-500D or more. | item no.11 | 50 | kg | 78.61 |  |  | Excess(+) | 1 | Full Conversion | INR | [40 empty] | 3931 | 3931 | INR Three Thousand Nine Hundred & Thirty One Only | 1.11 | Thermo-Mechanically Treated bars of grade Fe-500D or more. | item no.11 | 50 | kg
1.12 | MASONRY WORK | item no.12 | [52 empty] | 1.12 | MASONRY WORK | item no.12
1.13 | Brick work with common burnt clay F.P.S. (non modular) bricks of class designation 7.5 in superstructure above plinth level up to floor V level in all shapes and sizes in : | item no.13 | [52 empty] | 1.13 | Brick work with common burnt clay F.P.S. (non modular) bricks of class designation 7.5 in superstructure above plinth level up to floor V level in all shapes and sizes in : | item no.13
1.14 | Cement mortar 1:6 (1 cement : 6 coarse sand) | item no.14 | 5.5 | cum | 7267.3 |  |  | Excess(+) | 1 | Full Conversion | INR | [40 empty] | 39970 | 39970 | INR Thirty Nine Thousand Nine Hundred & Seventy Only | 1.14 | Cement mortar 1:6 (1 cement : 6 coarse sand) | item no.14 | 5.5 | cum
1.15 | Brick work 7 cm thick with common burnt clay F.P.S. (non modular) brick of class designation 7.5 in cement mortar 1:3 (1 cement : 3 coarse sand) in superstructure above plinth level and upto floor five level. | item no.15 | 5 | sqm | 718.24 |  |  | Excess(+) | 1 | Full Conversion | INR | [40 empty] | 3591 | 3591 | INR Three Thousand Five Hundred & Ninety One Only | 1.15 | Brick work 7 cm thick with common burnt clay F.P.S. (non modular) brick of class designation 7.5 in cement mortar 1:3 (1 cement : 3 coarse sand) in superstructure above plinth level and upto floor five level. | item no.15 | 5 | sqm
1.16 | Half brick masonry with common burnt clay F.P.S. (non modular) bricks of class designation 7.5 in superstructure above plinth level up to floor V level. | item no.16 | [52 empty] | 1.16 | Half brick masonry with common burnt clay F.P.S. (non modular) bricks of class designation 7.5 in superstructure above plinth level up to floor V level. | item no.16
1.17 | Cement mortar 1:4 (1 cement :4 coarse sand) | item no.17 | 20 | sqm | 892.63 |  |  | Excess(+) | 1 | Full Conversion | INR | [40 empty] | 17853 | 17853 | INR Seventeen Thousand Eight Hundred & Fifty Three Only | 1.17 | Cement mortar 1:4 (1 cement :4 coarse sand) | item no.17 | 20 | sqm
1.18 | CLADDING WORK | item no.18 | [52 empty] | 1.18 | CLADDING WORK | item no.18
1.19 | Providing and fixing 18 mm thick gang saw cut, mirror polished, premoulded and prepolished, machine cut for kitchen platforms, vanity counters, window sills, facias and similar locations of required size, approved shade, colour and texture laid over 20 mm thick base cement mortar 1:4 (1 cement : 4 coarse sand), joints treated with white cement, mixed with matching pigment, epoxy touch ups, including rubbing, curing, moulding and polishing to edges to give high gloss finish etc. complete at all levels. | item no.19 | [52 empty] | 1.19 | Providing and fixing 18 mm thick gang saw cut, mirror polished, premoulded and prepolished, machine cut for kitchen platforms, vanity counters, window sills, facias and similar locations of required size, approved shade, colour and texture laid over 20 mm thick base cement mortar 1:4 (1 cement : 4 coarse sand), joints treated with white cement, mixed with matching pigment, epoxy touch ups, including rubbing, curing, moulding and polishing to edges to give high gloss finish etc. complete at all levels. | item no.19
1.2 | Granite stone slab colour black, Cherry/Ruby red | item no.20 | [52 empty] | 1.2 | Granite stone slab colour black, Cherry/Ruby red | item no.20
1.21 | Area of slab over 0.50 sqm | item no.21 | 2.2 | sqm | 3880.18 |  |  | Excess(+) | 1 | Full Conversion | INR | [40 empty] | 8536 | 8536 | INR Eight Thousand Five Hundred & Thirty Six Only | 1.21 | Area of slab over 0.50 sqm | item no.21 | 2.2 | sqm
1.22 | Extra for providing opening of required size & shape for wash basin/ kitchen sink in kitchen platform, vanity counter and similar location in marble/ Granite/ stone work, including necessary holes for pillar taps etc. including moulding, rubbing and polishing of cut edges etc. complete. | item no.22 | 3 | each | 708.59 |  |  | Excess(+) | 1 | Full Conversion | INR | [40 empty] | 2126 | 2126 | INR Two Thousand One Hundred & Twenty Six Only | 1.22 | Extra for providing opening of required size & shape for wash basin/ kitchen sink in kitchen platform, vanity counter and similar location in marble/ Granite/ stone work, including necessary holes for pillar taps etc. including moulding, rubbing and polishing of cut edges etc. complete. | item no.22 | 3 | each
1.23 | Providing and fixing Ist quality ceramic glazed wall tiles conforming to IS: 15622 (thickness to be specified by the manufacturer), of approved make, in all colours, shades except burgundy, bottle green, black of any size as approved by Engineer-in-Charge, in skirting, risers of steps and dados, over 12 mm thick bed of cement mortar 1:3 (1 cement : 3 coarse sand) and jointing with grey cement slurry @ 3.3kg per sqm, including pointing in white cement mixed with pigment of matching shade complete. | item no.23 | 120 | sqm | 932.44 |  |  | Excess(+) | 1 | Full Conversion | INR | [40 empty] | 111893 | 111893 | INR One Lakh Eleven Thousand Eight Hundred & Ninety Three Only | 1.23 | Providing and fixing Ist quality ceramic glazed wall tiles conforming to IS: 15622 (thickness to be specified by the manufacturer), of approved make, in all colours, shades except burgundy, bottle green, black of any size as approved by Engineer-in-Charge, in skirting, risers of steps and dados, over 12 mm thick bed of cement mortar 1:3 (1 cement : 3 coarse sand) and jointing with grey cement slurry @ 3.3kg per sqm, including pointing in white cement mixed with pigment of matching shade complete. | item no.23 | 120 | sqm
1.24 | WOOD AND P. V. C. WORK | item no.24 | [52 empty] | 1.24 | WOOD AND P. V. C. WORK | item no.24
1.25 | Providing and fixing aluminium tower bolts, ISI marked, anodised (anodic coating not less than grade AC 10 as per IS : 1868 ) transparent or dyed to required colour or shade, with necessary screws etc. complete : | item no.25 | [52 empty] | 1.25 | Providing and fixing aluminium tower bolts, ISI marked, anodised (anodic coating not less than grade AC 10 as per IS : 1868 ) transparent or dyed to required colour or shade, with necessary screws etc. complete : | item no.25
1.26 | 200x10 mm | item no.26 | 12 | each | 79.61 |  |  | Excess(+) | 1 | Full Conversion | INR | [40 empty] | 955 | 955 | INR Nine Hundred & Fifty Five Only | 1.26 | 200x10 mm | item no.26 | 12 | each
1.27 | 100x10 mm | item no.27 | 24 | each | 51.42 |  |  | Excess(+) | 1 | Full Conversion | INR | [40 empty] | 1234 | 1234 | INR One Thousand Two Hundred & Thirty Four Only | 1.27 | 100x10 mm | item no.27 | 24 | each
1.28 | Providing and fixing aluminium handles, ISI marked, anodised (anodic coating not less than grade AC 10 as per IS : 1868) transparent or dyed to required colour or shade, with necessary screws etc. complete : | item no.28 | [52 empty] | 1.28 | Providing and fixing aluminium handles, ISI marked, anodised (anodic coating not less than grade AC 10 as per IS : 1868) transparent or dyed to required colour or shade, with necessary screws etc. complete : | item no.28
1.29 | 125 mm | item no.29 | 12 | each | 52.65 |  |  | Excess(+) | 1 | Full Conversion | INR | [40 empty] | 632 | 632 | INR Six Hundred & Thirty Two Only | 1.29 | 125 mm | item no.29 | 12 | each
1.3 | 100 mm | item no.30 | 12 | each | 46.69 |  |  | Excess(+) | 1 | Full Conversion | INR | [40 empty] | 560 | 560 | INR Five Hundred & Sixty Only | 1.3 | 100 mm | item no.30 | 12 | each
1.31 | Providing and fixing factory made uPVC door frame made of uPVC extruded sections having an overall dimension as below (tolerance ±1mm), with wall thickness 2.0 mm (± 0.2 mm), corners of the door frame to be Jointed with galvanized brackets and stainless steel screws, joints mitred and Plastic welded. The hinge side vertical of the frames reinforced by galvanized M.S. tube of size 19 X 19 mm and 1mm (± 0.1 mm) wall thickness and 3 nos. stainless steel hinges fixed to the frame complete as per manufacturer’s specification and direction of Engineer- in-charge | item no.31 | [52 empty] | 1.31 | Providing and fixing factory made uPVC door frame made of uPVC extruded sections having an overall dimension as below (tolerance ±1mm), with wall thickness 2.0 mm (± 0.2 mm), corners of the door frame to be Jointed with galvanized brackets and stainless steel screws, joints mitred and Plastic welded. The hinge side vertical of the frames reinforced by galvanized M.S. tube of size 19 X 19 mm and 1mm (± 0.1 mm) wall thickness and 3 nos. stainless steel hinges fixed to the frame complete as per manufacturer’s specification and direction of Engineer- in-charge | item no.31
1.32 | Extruded section profile size 48x40 mm | item no.32 | 30 | metre | 203.9 |  |  | Excess(+) | 1 | Full Conversion | INR | [40 empty] | 6117 | 6117 | INR Six Thousand One Hundred & Seventeen Only | 1.32 | Extruded section profile size 48x40 mm | item no.32 | 30 | metre
1.33 | Providing and fixing to existing door frames. | item no.33 | [52 empty] | 1.33 | Providing and fixing to existing door frames. | item no.33
1.34 | 24 mm thick factory made PVC door shutters made of styles and rails of a uPVC hollow section of size 59x24 mm and wall thickness 2 mm (± 0.2 mm) with inbuilt edging on both sides. The styles and rails mitred and joint at the corners by means of M.S. galvanised/ plastic brackets of size 75x220 mm having wall thickness 1.0 mm and stainless steel screws. The styles of the shutter reinforced by inserting galvanised M.S. tube of size 20x20 mm and 1 mm (± 0.1 mm) wall thickness. The lock rail made up of 'H' section, a uPVC hollow section of size 100x24 mm and 2 mm (± 0.2 mm) wall thickness, fixed to the shutter styles by means of plastic/galvanised M.S. 'U' cleats. The shutter frame filled with a uPVC multi-chambered single panel of size not less than 620 mm, having over all thickness of 20 mm and 1 mm (± 0.1 mm) wall thickness. The panels filled vertically and tie bar at two places by inserting horizontally 6 mm galvanised M.S. rod and fastened with nuts and washers, complete as per manufacturer's specification and direction of Engineer-in-charge. (For W.C. and bathroom door shutter). | item no.34 | 9 | sqm | 1570.06 |  |  | Excess(+) | 1 | Full Conversion | INR | [40 empty] | 14131 | 14131 | INR Fourteen Thousand One Hundred & Thirty One Only | 1.34 | 24 mm thick factory made PVC door shutters made of styles and rails of a uPVC hollow section of size 59x24 mm and wall thickness 2 mm (± 0.2 mm) with inbuilt edging on both sides. The styles and rails mitred and joint at the corners by means of M.S. galvanised/ plastic brackets of size 75x220 mm having wall thickness 1.0 mm and stainless steel screws. The styles of the shutter reinforced by inserting galvanised M.S. tube of size 20x20 mm and 1 mm (± 0.1 mm) wall thickness. The lock rail made up of 'H' section, a uPVC hollow section of size 100x24 mm and 2 mm (± 0.2 mm) wall thickness, fixed to the shutter styles by means of plastic/galvanised M.S. 'U' cleats. The shutter frame filled with a uPVC multi-chambered single panel of size not less than 620 mm, having over all thickness of 20 mm and 1 mm (± 0.1 mm) wall thickness. The panels filled vertically and tie bar at two places by inserting horizontally 6 mm galvanised M.S. rod and fastened with nuts and washers, complete as per manufacturer's specification and direction of Engineer-in-charge. (For W.C. and bathroom door shutter). | item no.34 | 9 | sqm
1.35 | Providing and fixing fly proof stainless steel grade 304 wire gauge, to windows and clerestory windows using wire gauge with average width of aperture 1.4 mm in both directions with wire of dia. 0.50 mm all complete. | item no.35 | [52 empty] | 1.35 | Providing and fixing fly proof stainless steel grade 304 wire gauge, to windows and clerestory windows using wire gauge with average width of aperture 1.4 mm in both directions with wire of dia. 0.50 mm all complete. | item no.35
1.36 | With 12 mm mild steel U beading | item no.36 | 1.5 | sqm | 922.18 |  |  | Excess(+) | 1 | Full Conversion | INR | [40 empty] | 1383 | 1383 | INR One Thousand Three Hundred & Eighty Three Only | 1.36 | With 12 mm mild steel U beading | item no.36 | 1.5 | sqm
1.37 | STEEL WORK | item no.37 | [52 empty] | 1.37 | STEEL WORK | item no.37
1.38 | Providing and fixing hand rail of approved size by welding etc. to steel ladder railing, balcony railing, staircase railing and similar works, including applying priming coat of approved steel primer. | item no.38 | [52 empty] | 1.38 | Providing and fixing hand rail of approved size by welding etc. to steel ladder railing, balcony railing, staircase railing and similar works, including applying priming coat of approved steel primer. | item no.38
1.39 | M.S. tube | item no.39 | 20 | kg | 137.79 |  |  | Excess(+) | 1 | Full Conversion | INR | [40 empty] | 2756 | 2756 | INR Two Thousand Seven Hundred & Fifty Six Only | 1.39 | M.S. tube | item no.39 | 20 | kg
1.4 | FLOORING | item no.40 | [52 empty] | 1.4 | FLOORING | item no.40
1.41 | Providing and laying Ceramic glazed floor tiles of size 300x300 mm (thickness to be specified by the manufacturer) of 1st quality conforming to IS : 15622 of approved make in colours such as White, Ivory, Grey, Fume Red Brown, laid on 20 mm thick cement mortar 1:4 (1 Cement : 4 Coarse sand), Jointing with grey cement slurry @ 3.3 kg/sqm including pointing the joints with white cement and matching pigment etc., complete. | item no.41 | 31 | sqm | 820.34 |  |  | Excess(+) | 1 | Full Conversion | INR | [40 empty] | 25431 | 25431 | INR Twenty Five Thousand Four Hundred & Thirty One Only | 1.41 | Providing and laying Ceramic glazed floor tiles of size 300x300 mm (thickness to be specified by the manufacturer) of 1st quality conforming to IS : 15622 of approved make in colours such as White, Ivory, Grey, Fume Red Brown, laid on 20 mm thick cement mortar 1:4 (1 Cement : 4 Coarse sand), Jointing with grey cement slurry @ 3.3 kg/sqm including pointing the joints with white cement and matching pigment etc., complete. | item no.41 | 31 | sqm
1.42 | Deduct for not using 20 mm thick cement mortar 1:4 (1 cement : 4 coarse sand) bedding in laying of floor tiles and jointing with grey cement slurry @ 3.3 kg/ sqm. | item no.42 | 5 | sqm | 644.72 |  |  | Excess(+) | 1 | Full Conversion | INR | [40 empty] | 3224 | 3224 | INR Three Thousand Two Hundred & Twenty Four Only | 1.42 | Deduct for not using 20 mm thick cement mortar 1:4 (1 cement : 4 coarse sand) bedding in laying of floor tiles and jointing with grey cement slurry @ 3.3 kg/ sqm. | item no.42 | 5 | sqm
1.43 | Fixing glazed/ Ceramic/ Vitrified floor tiles with cement based high polymer modified quick-set tile adhesive (Water based) conforming to IS: 15477, in average 3mm thickness. | item no.43 | 5 | sqm | 555.55 |  |  | Excess(+) | 1 | Full Conversion | INR | [40 empty] | 2778 | 2778 | INR Two Thousand Seven Hundred & Seventy Eight Only | 1.43 | Fixing glazed/ Ceramic/ Vitrified floor tiles with cement based high polymer modified quick-set tile adhesive (Water based) conforming to IS: 15477, in average 3mm thickness. | item no.43 | 5 | sqm
1.44 | Extra for Providing and fixing of 8 mm to 9 mm tick cermicg glazed wall tiles instead of 5 mm thick cermic glazed wall tiles | item no.44 | 120 | Sqm | 155.81 |  |  | Excess(+) | 1 | Full Conversion | INR | [40 empty] | 18697 | 18697 | INR Eighteen Thousand Six Hundred & Ninety Seven Only | 1.44 | Extra for Providing and fixing of 8 mm to 9 mm tick cermicg glazed wall tiles instead of 5 mm thick cermic glazed wall tiles | item no.44 | 120 | Sqm
1.45 | ROOFING | item no.45 | [52 empty] | 1.45 | ROOFING | item no.45
1.46 | Providing and fixing tiled false ceiling of specified materials of size 595x595 mm in true horizontal level, suspended on inter locking metal grid of hot dipped galvanized steel sections ( galvanized @ 120 grams/ sqm, both side inclusive) consisting of main "T" runner with suitably spaced joints to get required length and of size 24x38 mm made from 0.30 mm thick (minimum) sheet, spaced at 1200 mm center to center and cross "T" of size 24x25 mm made of 0.30 mm thick (minimum) sheet, 1200 mm long spaced between main "T" at 600 mm center to center to form a grid of 1200x600 mm and secondary cross "T" of length 600 mm and size 24x25 mm made of 0.30 mm thick (minimum) sheet to be interlocked at middle of the 1200x600 mm panel to form grids of 600x600 mm and wall angle of size 24x24x0.3 mm and laying false ceiling tiles of approved texture in the grid including, required cutting/making, opening for services like diffusers, grills, light fittings, fixtures, smoke detectors etc. Main "T" runners to be suspended from ceiling using GI slotted cleats of size 27 x 37 x 25 x1.6 mm fixed to ceiling with 12.5 mm dia and 50 mm long dash fasteners, 4 mm GI adjustable rods with galvanised butterfly level clips of size 85 x 30 x 0.8 mm spaced at 1200 mm center to center along main T, bottom exposed width of 24 mm of all T-sections shall be pre-painted with polyester paint, all complete for all heights as per specifications, drawings and as directed by Engineer-in-charge. | item no.46 | [52 empty] | 1.46 | Providing and fixing tiled false ceiling of specified materials of size 595x595 mm in true horizontal level, suspended on inter locking metal grid of hot dipped galvanized steel sections ( galvanized @ 120 grams/ sqm, both side inclusive) consisting of main "T" runner with suitably spaced joints to get required length and of size 24x38 mm made from 0.30 mm thick (minimum) sheet, spaced at 1200 mm center to center and cross "T" of size 24x25 mm made of 0.30 mm thick (minimum) sheet, 1200 mm long spaced between main "T" at 600 mm center to center to form a grid of 1200x600 mm and secondary cross "T" of length 600 mm and size 24x25 mm made of 0.30 mm thick (minimum) sheet to be interlocked at middle of the 1200x600 mm panel to form grids of 600x600 mm and wall angle of size 24x24x0.3 mm and laying false ceiling tiles of approved texture in the grid including, required cutting/making, opening for services like diffusers, grills, light fittings, fixtures, smoke detectors etc. Main "T" runners to be suspended from ceiling using GI slotted cleats of size 27 x 37 x 25 x1.6 mm fixed to ceiling with 12.5 mm dia and 50 mm long dash fasteners, 4 mm GI adjustable rods with galvanised butterfly level clips of size 85 x 30 x 0.8 mm spaced at 1200 mm center to center along main T, bottom exposed width of 24 mm of all T-sections shall be pre-painted with polyester paint, all complete for all heights as per specifications, drawings and as directed by Engineer-in-charge. | item no.46
1.47 | 12.5 mm thick square edge PVC Laminated Gypsum Tile of size 595x595 mm, made of Gypsum plasterboard, manufactured from natural gypsum as per IS 2095 part I and laminated with white 0.16mm thick fire retardant PVC film on the face side and 12micron metalized polyester on the back side with all edges sealed with the face side PVC film which goes around and wraps the edges and is bonded to the edges and the back side metalized polyester film so as to make the tile a completely sealed unit. | item no.47 | 30 | sqm | 1708.86 |  |  | Excess(+) | 1 | Full Conversion | INR | [40 empty] | 51266 | 51266 | INR Fifty One Thousand Two Hundred & Sixty Six Only | 1.47 | 12.5 mm thick square edge PVC Laminated Gypsum Tile of size 595x595 mm, made of Gypsum plasterboard, manufactured from natural gypsum as per IS 2095 part I and laminated with white 0.16mm thick fire retardant PVC film on the face side and 12micron metalized polyester on the back side with all edges sealed with the face side PVC film which goes around and wraps the edges and is bonded to the edges and the back side metalized polyester film so as to make the tile a completely sealed unit. | item no.47 | 30 | sqm
1.48 | FINISHING | item no.48 | [52 empty] | 1.48 | FINISHING | item no.48
1.49 | 12 mm cement plaster of mix : | item no.49 | [52 empty] | 1.49 | 12 mm cement plaster of mix : | item no.49
1.5 | 1:6 (1 cement: 6 coarse sand) | item no.50 | 25 | sqm | 258.09 |  |  | Excess(+) | 1 | Full Conversion | INR | [40 empty] | 6452 | 6452 | INR Six Thousand Four Hundred & Fifty Two Only | 1.5 | 1:6 (1 cement: 6 coarse sand) | item no.50 | 25 | sqm
1.51 | 6 mm cement plaster of mix : | item no.51 | [52 empty] | 1.51 | 6 mm cement plaster of mix : | item no.51
1.52 | 1:3 (1 cement : 3 fine sand) | item no.52 | 2.5 | sqm | 221.88 |  |  | Excess(+) | 1 | Full Conversion | INR | [40 empty] | 555 | 555 | INR Five Hundred & Fifty Five Only | 1.52 | 1:3 (1 cement : 3 fine sand) | item no.52 | 2.5 | sqm
1.53 | Neat cement punning. | item no.53 | 5 | sqm | 59.45 |  |  | Excess(+) | 1 | Full Conversion | INR | [40 empty] | 297 | 297 | INR Two Hundred & Ninety Seven Only | 1.53 | Neat cement punning. | item no.53 | 5 | sqm
1.54 | Extra for providing and mixing water proofing material in cement plaster work in proportion recommended by the manufacturers. | item no.54 | 5 | per bag of 50kg cement used in the mix | 53.09 |  |  | Excess(+) | 1 | Full Conversion | INR | [40 empty] | 265 | 265 | INR Two Hundred & Sixty Five Only | 1.54 | Extra for providing and mixing water proofing material in cement plaster work in proportion recommended by the manufacturers. | item no.54 | 5 | per bag of 50kg cement used in the mix
1.55 | Distempering with 1st quality acrylic distemper (ready mixed) having VOC content less than 50 gms/litre, of approved manufacturer, of required shade and colour complete, as per manufacturer's specification. | item no.55 | [52 empty] | 1.55 | Distempering with 1st quality acrylic distemper (ready mixed) having VOC content less than 50 gms/litre, of approved manufacturer, of required shade and colour complete, as per manufacturer's specification. | item no.55
1.56 | Two or more coats on new work | item no.56 | 55 | sqm | 81.32 |  |  | Excess(+) | 1 | Full Conversion | INR | [40 empty] | 4473 | 4473 | INR Four Thousand Four Hundred & Seventy Three Only | 1.56 | Two or more coats on new work | item no.56 | 55 | sqm
1.57 | Providing and applying white cement based putty of average thickness 1 mm, of approved brand and manufacturer, over the plastered wall surface to prepare the surface even and smooth complete. | item no.57 | 80 | sqm | 108.59 |  |  | Excess(+) | 1 | Full Conversion | INR | [40 empty] | 8687 | 8687 | INR Eight Thousand Six Hundred & Eighty Seven Only | 1.57 | Providing and applying white cement based putty of average thickness 1 mm, of approved brand and manufacturer, over the plastered wall surface to prepare the surface even and smooth complete. | item no.57 | 80 | sqm
1.58 | Distempering with 1st quality acrylic distember (Ready mix) having VOC content less than 50 grams/ litre of approved brand and manufacture to give an even shade : | item no.58 | [52 empty] | 1.58 | Distempering with 1st quality acrylic distember (Ready mix) having VOC content less than 50 grams/ litre of approved brand and manufacture to give an even shade : | item no.58
1.59 | Old work (one or more coats) | item no.59 | 25 | sqm | 49.8 |  |  | Excess(+) | 1 | Full Conversion | INR | [40 empty] | 1245 | 1245 | INR One Thousand Two Hundred & Forty Five Only | 1.59 | Old work (one or more coats) | item no.59 | 25 | sqm
1.6 | Removing dry or oil bound distemper, water proofing cement paint and the like by scrapping, sand papering and preparing the surface smooth including necessary repairs to scratches etc. complete. | item no.60 | 80 | sqm | 18.28 |  |  | Excess(+) | 1 | Full Conversion | INR | [40 empty] | 1462 | 1462 | INR One Thousand Four Hundred & Sixty Two Only | 1.6 | Removing dry or oil bound distemper, water proofing cement paint and the like by scrapping, sand papering and preparing the surface smooth including necessary repairs to scratches etc. complete. | item no.60 | 80 | sqm
1.61 | Finishing walls with Premium Acrylic Smooth exterior paint with Silicone additives of required shade | item no.61 | [52 empty] | 1.61 | Finishing walls with Premium Acrylic Smooth exterior paint with Silicone additives of required shade | item no.61
1.62 | Old work (Two or more coats applied @ 1.43 ltr/ 10 sqm) over existing cement paint surface | item no.62 | 70 | sqm | 95.22 |  |  | Excess(+) | 1 | Full Conversion | INR | [40 empty] | 6665 | 6665 | INR Six Thousand Six Hundred & Sixty Five Only | 1.62 | Old work (Two or more coats applied @ 1.43 ltr/ 10 sqm) over existing cement paint surface | item no.62 | 70 | sqm
1.63 | REPAIRS TO BUILDING | item no.63 | [52 empty] | 1.63 | REPAIRS TO BUILDING | item no.63
1.64 | Repairs to plaster of thickness 12 mm to 20 mm in patches of area 2.5 sq.meters and under, including cutting the patch in proper shape, raking out joints and preparing and plastering the surface of the walls complete, including disposal of rubbish to the dumping ground, all complete as per direction of Engineer-in-Charge. | item no.64 | [52 empty] | 1.64 | Repairs to plaster of thickness 12 mm to 20 mm in patches of area 2.5 sq.meters and under, including cutting the patch in proper shape, raking out joints and preparing and plastering the surface of the walls complete, including disposal of rubbish to the dumping ground, all complete as per direction of Engineer-in-Charge. | item no.64
1.65 | With cement mortar 1:4 (1cement: 4 coarse sand) | item no.65 | 5 | sqm | 419.11 |  |  | Excess(+) | 1 | Full Conversion | INR | [40 empty] | 2096 | 2096 | INR Two Thousand &Ninety Six Only | 1.65 | With cement mortar 1:4 (1cement: 4 coarse sand) | item no.65 | 5 | sqm
1.66 | Providing and fixing double scaffolding system (cup lock type) on the exterior side, up to seven story height made with 40 mm dia M.S. tube 1.5 m centre to centre, horizontal & vertical tubes joining with cup & lock system with M.S. tubes, M.S. tube challies, M.S. clamps and M.S. staircase system in the scaffolding for working platform etc. and maintaining it in a serviceable condition for the required duration as approved and removing it there after .The scaffolding system shall be stiffened with bracings, runners, connection with the building etc wherever required for inspection of work at required locations with essential safety features for the workmen etc. complete as per directions and approval of Engineer- in-charge .The elevational area of the scaffolding shall be measured for payment purpose .The payment will be made once irrespective of duration of scaffolding. | item no.66 | 20 | sqm | 249.89 |  |  | Excess(+) | 1 | Full Conversion | INR | [40 empty] | 4998 | 4998 | INR Four Thousand Nine Hundred & Ninety Eight Only | 1.66 | Providing and fixing double scaffolding system (cup lock type) on the exterior side, up to seven story height made with 40 mm dia M.S. tube 1.5 m centre to centre, horizontal & vertical tubes joining with cup & lock system with M.S. tubes, M.S. tube challies, M.S. clamps and M.S. staircase system in the scaffolding for working platform etc. and maintaining it in a serviceable condition for the required duration as approved and removing it there after .The scaffolding system shall be stiffened with bracings, runners, connection with the building etc wherever required for inspection of work at required locations with essential safety features for the workmen etc. complete as per directions and approval of Engineer- in-charge .The elevational area of the scaffolding shall be measured for payment purpose .The payment will be made once irrespective of duration of scaffolding. | item no.66 | 20 | sqm
1.67 | Taking out existing wooden door shutter, repair by cutting, painting etc. and refixing of repaired door shutters to existing door frames, including replacement of hinges with screws, etc. as required, all complete as per the direction of the Engineer-in-charge. | item no.67 | 3 | each | 285.8 |  |  | Excess(+) | 1 | Full Conversion | INR | [40 empty] | 857 | 857 | INR Eight Hundred & Fifty Seven Only | 1.67 | Taking out existing wooden door shutter, repair by cutting, painting etc. and refixing of repaired door shutters to existing door frames, including replacement of hinges with screws, etc. as required, all complete as per the direction of the Engineer-in-charge. | item no.67 | 3 | each
1.68 | Dismantling and Demolishing | item no.68 | [52 empty] | 1.68 | Dismantling and Demolishing | item no.68
1.69 | Demolishing cement concrete manually/ by mechanical means including disposal of material within 50 metres lead as per direction of Engineer - in - charge. | item no.69 | [52 empty] | 1.69 | Demolishing cement concrete manually/ by mechanical means including disposal of material within 50 metres lead as per direction of Engineer - in - charge. | item no.69
1.7 | Nominal concrete 1:3:6 or richer mix (i/c equivalent design mix) | item no.70 | 0.35 | cum | 1759.84 |  |  | Excess(+) | 1 | Full Conversion | INR | [40 empty] | 616 | 616 | INR Six Hundred & Sixteen Only | 1.7 | Nominal concrete 1:3:6 or richer mix (i/c equivalent design mix) | item no.70 | 0.35 | cum
1.71 | Nominal concrete 1:4:8 or leaner mix (i/c equivalent design mix) | item no.71 | 1 | cum | 1086.89 |  |  | Excess(+) | 1 | Full Conversion | INR | [40 empty] | 1087 | 1087 | INR One Thousand &Eighty Seven Only | 1.71 | Nominal concrete 1:4:8 or leaner mix (i/c equivalent design mix) | item no.71 | 1 | cum
1.72 | Demolishing R.C.C. work manually/ by mechanical means including stacking of steel bars and disposal of unserviceable material within 50 metres lead as per direction of Engineer - in- charge. | item no.72 | 1 | cum | 2567.38 |  |  | Excess(+) | 1 | Full Conversion | INR | [40 empty] | 2567 | 2567 | INR Two Thousand Five Hundred & Sixty Seven Only | 1.72 | Demolishing R.C.C. work manually/ by mechanical means including stacking of steel bars and disposal of unserviceable material within 50 metres lead as per direction of Engineer - in- charge. | item no.72 | 1 | cum
1.73 | Demolishing brick work manually/ by mechanical means including stacking of serviceable material and disposal of unserviceable material within 50 metres lead as per direction of Engineer-in-charge. | item no.73 | [52 empty] | 1.73 | Demolishing brick work manually/ by mechanical means including stacking of serviceable material and disposal of unserviceable material within 50 metres lead as per direction of Engineer-in-charge. | item no.73
1.74 | In cement mortar | item no.74 | 5 | cum | 1489.22 |  |  | Excess(+) | 1 | Full Conversion | INR | [40 empty] | 7446 | 7446 | INR Seven Thousand Four Hundred & Forty Six Only | 1.74 | In cement mortar | item no.74 | 5 | cum
1.75 | Disposal of building rubbish / malba / similar unserviceable, dismantled or waste materials by mechanical means, including loading, transporting, unloading to approved municipal dumping ground or as approved by Engineer-in-charge, beyond 50 m initial lead, for all leads including all lifts involved. | item no.75 | 3 | cum | 192.33 |  |  | Excess(+) | 1 | Full Conversion | INR | [40 empty] | 577 | 577 | INR Five Hundred & Seventy Seven Only | 1.75 | Disposal of building rubbish / malba / similar unserviceable, dismantled or waste materials by mechanical means, including loading, transporting, unloading to approved municipal dumping ground or as approved by Engineer-in-charge, beyond 50 m initial lead, for all leads including all lifts involved. | item no.75 | 3 | cum
1.76 | SANITARY INSTALLATIONS | item no.76 | [52 empty] | 1.76 | SANITARY INSTALLATIONS | item no.76
1.77 | Providing and fixing P.V.C. waste pipe for sink or wash basin including P.V.C. waste fittings complete. | item no.77 | [52 empty] | 1.77 | Providing and fixing P.V.C. waste pipe for sink or wash basin including P.V.C. waste fittings complete. | item no.77
1.78 | Flexible pipe | item no.78 | [52 empty] | 1.78 | Flexible pipe | item no.78
1.79 | 32 mm dia | item no.79 | 3 | each | 91.49 |  |  | Excess(+) | 1 | Full Conversion | INR | [40 empty] | 274 | 274 | INR Two Hundred & Seventy Four Only | 1.79 | 32 mm dia | item no.79 | 3 | each
1.8 | Providing and fixing mirror of superior glass (of approved quality) and of required shape and size with plastic moulded frame of approved make and shade with 6 mm thick hard board backing : | item no.80 | [52 empty] | 1.8 | Providing and fixing mirror of superior glass (of approved quality) and of required shape and size with plastic moulded frame of approved make and shade with 6 mm thick hard board backing : | item no.80
1.81 | Rectangular shape 1500x450 mm | item no.81 | 3 | each | 1593.34 |  |  | Excess(+) | 1 | Full Conversion | INR | [40 empty] | 4780 | 4780 | INR Four Thousand Seven Hundred & Eighty Only | 1.81 | Rectangular shape 1500x450 mm | item no.81 | 3 | each
1.82 | Providing and fixing soil, waste and vent pipes : | item no.82 | [52 empty] | 1.82 | Providing and fixing soil, waste and vent pipes : | item no.82
1.83 | 100 mm dia | item no.83 | [52 empty] | 1.83 | 100 mm dia | item no.83
1.84 | Centrifugally cast (spun) iron socket & spigot (S&S) pipe as per IS: 3989 | item no.84 | 30 | metre | 944.67 |  |  | Excess(+) | 1 | Full Conversion | INR | [40 empty] | 28340 | 28340 | INR Twenty Eight Thousand Three Hundred & Forty Only | 1.84 | Centrifugally cast (spun) iron socket & spigot (S&S) pipe as per IS: 3989 | item no.84 | 30 | metre
1.85 | Providing and fixing M.S. holder-bat clamps of approved design to Sand Cast iron/cast iron (spun) pipe embedded in and including cement concrete blocks 10x10x10 cm of 1:2:4 mix (1 cement : 2 coarse sand : 4 graded stone aggregate 20 mm nominal size), including cost of cutting holes and making good the walls etc. : | item no.85 | [52 empty] | 1.85 | Providing and fixing M.S. holder-bat clamps of approved design to Sand Cast iron/cast iron (spun) pipe embedded in and including cement concrete blocks 10x10x10 cm of 1:2:4 mix (1 cement : 2 coarse sand : 4 graded stone aggregate 20 mm nominal size), including cost of cutting holes and making good the walls etc. : | item no.85
1.86 | For 100 mm dia pipe | item no.86 | 8 | each | 270.45 |  |  | Excess(+) | 1 | Full Conversion | INR | [40 empty] | 2164 | 2164 | INR Two Thousand One Hundred & Sixty Four Only | 1.86 | For 100 mm dia pipe | item no.86 | 8 | each
1.87 | Providing and fixing plain bend of required degree. | item no.87 | [52 empty] | 1.87 | Providing and fixing plain bend of required degree. | item no.87
1.88 | 100 mm dia | item no.88 | [52 empty] | 1.88 | 100 mm dia | item no.88
1.89 | Sand cast iron S&S as per IS : 3989 | item no.89 | 5 | each | 385.58 |  |  | Excess(+) | 1 | Full Conversion | INR | [40 empty] | 1928 | 1928 | INR One Thousand Nine Hundred & Twenty Eight Only | 1.89 | Sand cast iron S&S as per IS : 3989 | item no.89 | 5 | each
1.9 | Providing and fixing single equal plain junction of required degree with access door, insertion rubber washer 3 mm thick, bolts and nuts complete. | item no.90 | [52 empty] | 1.9 | Providing and fixing single equal plain junction of required degree with access door, insertion rubber washer 3 mm thick, bolts and nuts complete. | item no.90
1.91 | 100x100x100 mm | item no.91 | [52 empty] | 1.91 | 100x100x100 mm | item no.91
1.92 | Sand cast iron S&S as per IS - 1729 | item no.92 | 4 | each | 588.51 |  |  | Excess(+) | 1 | Full Conversion | INR | [40 empty] | 2354 | 2354 | INR Two Thousand Three Hundred & Fifty Four Only | 1.92 | Sand cast iron S&S as per IS - 1729 | item no.92 | 4 | each
1.93 | Sand cast iron S&S as per IS - 3989 | item no.93 | 3 | each | 641.3 |  |  | Excess(+) | 1 | Full Conversion | INR | [40 empty] | 1924 | 1924 | INR One Thousand Nine Hundred & Twenty Four Only | 1.93 | Sand cast iron S&S as per IS - 3989 | item no.93 | 3 | each
1.94 | Providing and fixing terminal guard : | item no.94 | [52 empty] | 1.94 | Providing and fixing terminal guard : | item no.94
1.95 | 100 mm | item no.95 | [52 empty] | 1.95 | 100 mm | item no.95
1.96 | Sand cast iron S&S as per IS - 3989 | item no.96 | 2 | each | 385.58 |  |  | Excess(+) | 1 | Full Conversion | INR | [40 empty] | 771 | 771 | INR Seven Hundred & Seventy One Only | 1.96 | Sand cast iron S&S as per IS - 3989 | item no.96 | 2 | each
1.97 | Providing and fixing collar : | item no.97 | [52 empty] | 1.97 | Providing and fixing collar : | item no.97
1.98 | 100 mm | item no.98 | [52 empty] | 1.98 | 100 mm | item no.98
1.99 | Sand cast iron S&S as per IS - 1729 | item no.99 | 6 | each | 350.37 |  |  | Excess(+) | 1 | Full Conversion | INR | [40 empty] | 2102 | 2102 | INR Two Thousand One Hundred & Two Only | 1.99 | Sand cast iron S&S as per IS - 1729 | item no.99 | 6 | each
2 | Sand cast iron S&S as per IS - 3989 | item no.100 | 18 | each | 385.58 |  |  | Excess(+) | 1 | Full Conversion | INR | [40 empty] | 6940 | 6940 | INR Six Thousand Nine Hundred & Forty Only | 2 | Sand cast iron S&S as per IS - 3989 | item no.100 | 18 | each
2.01 | Providing lead caulked joints to sand cast iron/centrifugally cast (spun) iron pipes and fittings of diameter : | item no.101 | [52 empty] | 2.01 | Providing lead caulked joints to sand cast iron/centrifugally cast (spun) iron pipes and fittings of diameter : | item no.101
2.02 | 100 mm | item no.102 | 40 | each | 481.94 |  |  | Excess(+) | 1 | Full Conversion | INR | [40 empty] | 19278 | 19278 | INR Nineteen Thousand Two Hundred & Seventy Eight Only | 2.02 | 100 mm | item no.102 | 40 | each
2.03 | Providing and fixing trap of self cleansing design with screwed down or hinged grating with or without vent arm complete, including cost of cutting and making good the walls and floors : | item no.103 | [52 empty] | 2.03 | Providing and fixing trap of self cleansing design with screwed down or hinged grating with or without vent arm complete, including cost of cutting and making good the walls and floors : | item no.103
2.04 | 100 mm inlet and 100 mm outlet | item no.104 | [52 empty] | 2.04 | 100 mm inlet and 100 mm outlet | item no.104
2.05 | Sand cast iron S&S as per IS: 3989 | item no.105 | 6 | each | 1406.49 |  |  | Excess(+) | 1 | Full Conversion | INR | [40 empty] | 8439 | 8439 | INR Eight Thousand Four Hundred & Thirty Nine Only | 2.05 | Sand cast iron S&S as per IS: 3989 | item no.105 | 6 | each
2.06 | WATER SUPPLY | item no.106 | [52 empty] | 2.06 | WATER SUPPLY | item no.106
2.07 | Providing and fixing G.I. pipes complete with G.I. fittings and clamps, i/c cutting and making good the walls etc. Internal work - Exposed on wall | item no.107 | [52 empty] | 2.07 | Providing and fixing G.I. pipes complete with G.I. fittings and clamps, i/c cutting and making good the walls etc. Internal work - Exposed on wall | item no.107
2.08 | 20 mm dia nominal bore | item no.108 | 18 | metre | 327.36 |  |  | Excess(+) | 1 | Full Conversion | INR | [40 empty] | 5892 | 5892 | INR Five Thousand Eight Hundred & Ninety Two Only | 2.08 | 20 mm dia nominal bore | item no.108 | 18 | metre
2.09 | 25 mm dia nominal bore | item no.109 | 11 | metre | 430.69 |  |  | Excess(+) | 1 | Full Conversion | INR | [40 empty] | 4738 | 4738 | INR Four Thousand Seven Hundred & Thirty Eight Only | 2.09 | 25 mm dia nominal bore | item no.109 | 11 | metre
2.1 | Providing and fixing G.I. Pipes complete with G.I. fittings and clamps, i/c making good the walls etc. concealed pipe, including painting with anti corrosive bitumastic paint, cutting chases and making good the wall : | item no.110 | [52 empty] | 2.1 | Providing and fixing G.I. Pipes complete with G.I. fittings and clamps, i/c making good the walls etc. concealed pipe, including painting with anti corrosive bitumastic paint, cutting chases and making good the wall : | item no.110
2.11 | 15 mm dia nominal bore | item no.111 | 56 | metre | 425.43 |  |  | Excess(+) | 1 | Full Conversion | INR | [40 empty] | 23824 | 23824 | INR Twenty Three Thousand Eight Hundred & Twenty Four Only | 2.11 | 15 mm dia nominal bore | item no.111 | 56 | metre
2.12 | Providing and fixing G.I. pipes complete with G.I. fittings including trenching and refilling etc. External work | item no.112 | [52 empty] | 2.12 | Providing and fixing G.I. pipes complete with G.I. fittings including trenching and refilling etc. External work | item no.112
2.13 | 25 mm dia nominal bore | item no.113 | 45 | metre | 366.46 |  |  | Excess(+) | 1 | Full Conversion | INR | [40 empty] | 16491 | 16491 | INR Sixteen Thousand Four Hundred & Ninety One Only | 2.13 | 25 mm dia nominal bore | item no.113 | 45 | metre
2.14 | 32 mm dia nominal bore | item no.114 | 27 | metre | 401.32 |  |  | Excess(+) | 1 | Full Conversion | INR | [40 empty] | 10836 | 10836 | INR Ten Thousand Eight Hundred & Thirty Six Only | 2.14 | 32 mm dia nominal bore | item no.114 | 27 | metre
2.15 | Making connection of G.I. distribution branch with G.I. main of following sizes by providing and fixing tee, including cutting and threading the pipe etc. complete : | item no.115 | [52 empty] | 2.15 | Making connection of G.I. distribution branch with G.I. main of following sizes by providing and fixing tee, including cutting and threading the pipe etc. complete : | item no.115
2.16 | 25 to 40 mm nominal bore | item no.116 | 3 | each | 663.83 |  |  | Excess(+) | 1 | Full Conversion | INR | [40 empty] | 1991 | 1991 | INR One Thousand Nine Hundred & Ninety One Only | 2.16 | 25 to 40 mm nominal bore | item no.116 | 3 | each
2.17 | Providing and fixing gun metal gate valve with C.I. wheel of approved quality (screwed end) : | item no.117 | [52 empty] | 2.17 | Providing and fixing gun metal gate valve with C.I. wheel of approved quality (screwed end) : | item no.117
2.18 | 25 mm nominal bore | item no.118 | 3 | each | 466.77 |  |  | Excess(+) | 1 | Full Conversion | INR | [40 empty] | 1400 | 1400 | INR One Thousand Four Hundred Only | 2.18 | 25 mm nominal bore | item no.118 | 3 | each
2.19 | 20 mm nominal bore | item no.119 | 3 | each | 404.87 |  |  | Excess(+) | 1 | Full Conversion | INR | [40 empty] | 1215 | 1215 | INR One Thousand Two Hundred & Fifteen Only | 2.19 | 20 mm nominal bore | item no.119 | 3 | each
2.2 | Providing and fixing ball valve (brass) of approved quality, High or low pressure, with plastic floats complete : | item no.120 | [52 empty] | 2.2 | Providing and fixing ball valve (brass) of approved quality, High or low pressure, with plastic floats complete : | item no.120
2.21 | 25 mm nominal bore | item no.121 | 1 | each | 349.98 |  |  | Excess(+) | 1 | Full Conversion | INR | [40 empty] | 350 | 350 | INR Three Hundred & Fifty Only | 2.21 | 25 mm nominal bore | item no.121 | 1 | each
2.22 | Providing and fixing uplasticised PVC connection pipe with brass unions : | item no.122 | [52 empty] | 2.22 | Providing and fixing uplasticised PVC connection pipe with brass unions : | item no.122
2.23 | 30 cm length | item no.123 | [52 empty] | 2.23 | 30 cm length | item no.123
2.24 | 20 mm nominal bore | item no.124 | 3 | each | 71.46 |  |  | Excess(+) | 1 | Full Conversion | INR | [40 empty] | 214 | 214 | INR Two Hundred & Fourteen Only | 2.24 | 20 mm nominal bore | item no.124 | 3 | each
2.25 | Constructing masonry Chamber 30x30x50 cm inside, in brick work in cement mortar 1:4 (1 cement :4 coarse sand) for stop cock, with C. I. surface box 100x100 x75 mm (inside) with hinged cover fixed in cement concrete slab 1:2:4 mix (1 cement : 2 coarse sand : 4 graded stone aggregate 20 mm nominal size), i/c necessary excavation, foundation concrete 1:5:10 ( 1 cement : 5 fine sand : 10 graded stone aggregate 40mm nominal size ) and inside plastering with cement mortar 1:3 (1 cement : 3 coarse sand) 12mm thick, finished with a floating coat of neat cement complete as per standard design : | item no.125 | [52 empty] | 2.25 | Constructing masonry Chamber 30x30x50 cm inside, in brick work in cement mortar 1:4 (1 cement :4 coarse sand) for stop cock, with C. I. surface box 100x100 x75 mm (inside) with hinged cover fixed in cement concrete slab 1:2:4 mix (1 cement : 2 coarse sand : 4 graded stone aggregate 20 mm nominal size), i/c necessary excavation, foundation concrete 1:5:10 ( 1 cement : 5 fine sand : 10 graded stone aggregate 40mm nominal size ) and inside plastering with cement mortar 1:3 (1 cement : 3 coarse sand) 12mm thick, finished with a floating coat of neat cement complete as per standard design : | item no.125
2.26 | With common burnt clay F.P.S.(non modular) bricks of class designation 7.5 | item no.126 | 3 | each | 1501.23 |  |  | Excess(+) | 1 | Full Conversion | INR | [40 empty] | 4504 | 4504 | INR Four Thousand Five Hundred & Four Only | 2.26 | With common burnt clay F.P.S.(non modular) bricks of class designation 7.5 | item no.126 | 3 | each
2.27 | Painting G.I. pipes and fittings with two coats of anti-corrosive bitumastic paint of approved quality : | item no.127 | [52 empty] | 2.27 | Painting G.I. pipes and fittings with two coats of anti-corrosive bitumastic paint of approved quality : | item no.127
2.28 | 25 mm diameter pipe | item no.128 | 45 | metre | 13.37 |  |  | Excess(+) | 1 | Full Conversion | INR | [40 empty] | 602 | 602 | INR Six Hundred & Two Only | 2.28 | 25 mm diameter pipe | item no.128 | 45 | metre
2.29 | 32 mm diameter pipe | item no.129 | 27 | metre | 16.13 |  |  | Excess(+) | 1 | Full Conversion | INR | [40 empty] | 436 | 436 | INR Four Hundred & Thirty Six Only | 2.29 | 32 mm diameter pipe | item no.129 | 27 | metre
2.3 | Providing and filling sand of grading zone V or coarser grade, allround the G.I. pipes in external work : | item no.130 | [52 empty] | 2.3 | Providing and filling sand of grading zone V or coarser grade, allround the G.I. pipes in external work : | item no.130
2.31 | 25 mm diameter pipe | item no.131 | 45 | metre | 143.88 |  |  | Excess(+) | 1 | Full Conversion | INR | [40 empty] | 6475 | 6475 | INR Six Thousand Four Hundred & Seventy Five Only | 2.31 | 25 mm diameter pipe | item no.131 | 45 | metre
2.32 | 32 mm diameter pipe | item no.132 | 20 | metre | 147.61 |  |  | Excess(+) | 1 | Full Conversion | INR | [40 empty] | 2952 | 2952 | INR Two Thousand Nine Hundred & Fifty Two Only | 2.32 | 32 mm diameter pipe | item no.132 | 20 | metre
2.33 | Providing and fixing G.I. Union in G.I. pipe including cutting and threading the pipe and making long screws etc. complete (New work) : | item no.133 | [52 empty] | 2.33 | Providing and fixing G.I. Union in G.I. pipe including cutting and threading the pipe and making long screws etc. complete (New work) : | item no.133
2.34 | 15 mm nominal bore | item no.134 | 3 | each | 229.99 |  |  | Excess(+) | 1 | Full Conversion | INR | [40 empty] | 690 | 690 | INR Six Hundred & Ninety Only | 2.34 | 15 mm nominal bore | item no.134 | 3 | each
2.35 | 20 mm nominal bore | item no.135 | 6 | each | 253.44 |  |  | Excess(+) | 1 | Full Conversion | INR | [40 empty] | 1521 | 1521 | INR One Thousand Five Hundred & Twenty One Only | 2.35 | 20 mm nominal bore | item no.135 | 6 | each
2.36 | 25 mm nominal bore | item no.136 | 6 | each | 323.85 |  |  | Excess(+) | 1 | Full Conversion | INR | [40 empty] | 1943 | 1943 | INR One Thousand Nine Hundred & Forty Three Only | 2.36 | 25 mm nominal bore | item no.136 | 6 | each
2.37 | 32 mm nominal bore | item no.137 | 4 | each | 359.01 |  |  | Excess(+) | 1 | Full Conversion | INR | [40 empty] | 1436 | 1436 | INR One Thousand Four Hundred & Thirty Six Only | 2.37 | 32 mm nominal bore | item no.137 | 4 | each
2.38 | Providing and fixing C.P. brass bib cock of approved quality conforming to IS:8931 : | item no.138 | [52 empty] | 2.38 | Providing and fixing C.P. brass bib cock of approved quality conforming to IS:8931 : | item no.138
2.39 | 15 mm nominal bore | item no.139 | 3 | each | 380.71 |  |  | Excess(+) | 1 | Full Conversion | INR | [40 empty] | 1142 | 1142 | INR One Thousand One Hundred & Forty Two Only | 2.39 | 15 mm nominal bore | item no.139 | 3 | each
2.4 | Providing and fixing C.P. brass long body bib cock of approved quality conforming to IS standards and weighing not less than 690 gms. | item no.140 | [52 empty] | 2.4 | Providing and fixing C.P. brass long body bib cock of approved quality conforming to IS standards and weighing not less than 690 gms. | item no.140
2.41 | 15 mm nominal bore | item no.141 | 6 | each | 621.13 |  |  | Excess(+) | 1 | Full Conversion | INR | [40 empty] | 3727 | 3727 | INR Three Thousand Seven Hundred & Twenty Seven Only | 2.41 | 15 mm nominal bore | item no.141 | 6 | each
2.42 | Providing and fixing C.P. brass stop cock (concealed) of standard design and of approved make conforming to IS:8931. | item no.142 | [52 empty] | 2.42 | Providing and fixing C.P. brass stop cock (concealed) of standard design and of approved make conforming to IS:8931. | item no.142
2.43 | 15 mm nominal bore | item no.143 | 6 | each | 521.48 |  |  | Excess(+) | 1 | Full Conversion | INR | [40 empty] | 3129 | 3129 | INR Three Thousand One Hundred & Twenty Nine Only | 2.43 | 15 mm nominal bore | item no.143 | 6 | each
2.44 | Providing and fixing C.P. brass angle valve for basin mixer and geyser points of approved quality conforming to IS:8931 | item no.144 | [52 empty] | 2.44 | Providing and fixing C.P. brass angle valve for basin mixer and geyser points of approved quality conforming to IS:8931 | item no.144
2.45 | 15mm nominal bore | item no.145 | 12 | each | 438.71 |  |  | Excess(+) | 1 | Full Conversion | INR | [40 empty] | 5265 | 5265 | INR Five Thousand Two Hundred & Sixty Five Only | 2.45 | 15mm nominal bore | item no.145 | 12 | each
2.46 | Providing and fixing C.P. Brass extension nipple (size 15mmx50mm) of approved make and quality as per direction of Engineer-in-charge. | item no.146 | 24 | each | 54.1 |  |  | Excess(+) | 1 | Full Conversion | INR | [40 empty] | 1298 | 1298 | INR One Thousand Two Hundred & Ninety Eight Only | 2.46 | Providing and fixing C.P. Brass extension nipple (size 15mmx50mm) of approved make and quality as per direction of Engineer-in-charge. | item no.146 | 24 | each
2.47 | Cutting holes up to 30x30 cm in walls including making good the same: | item no.147 | [52 empty] | 2.47 | Cutting holes up to 30x30 cm in walls including making good the same: | item no.147
2.48 | With common burnt clay F.P.S. (non modular) bricks | item no.148 | 6 | each | 317.76 |  |  | Excess(+) | 1 | Full Conversion | INR | [40 empty] | 1907 | 1907 | INR One Thousand Nine Hundred & Seven Only | 2.48 | With common burnt clay F.P.S. (non modular) bricks | item no.148 | 6 | each
2.49 | Cutting holes up to 15x15 cm in R.C.C. floors and roofs for passing drain pipe etc. and repairing the hole after insertion of drain pipe etc. with cement concrete 1:2:4 (1 cement : 2 coarse sand : 4 graded stone aggregate 20 mm nominal size), including finishing complete so as to make it leak proof. | item no.149 | 4 | each | 330.64 |  |  | Excess(+) | 1 | Full Conversion | INR | [40 empty] | 1323 | 1323 | INR One Thousand Three Hundred & Twenty Three Only | 2.49 | Cutting holes up to 15x15 cm in R.C.C. floors and roofs for passing drain pipe etc. and repairing the hole after insertion of drain pipe etc. with cement concrete 1:2:4 (1 cement : 2 coarse sand : 4 graded stone aggregate 20 mm nominal size), including finishing complete so as to make it leak proof. | item no.149 | 4 | each
2.5 | DRAINAGE | item no.150 | [52 empty] | 2.5 | DRAINAGE | item no.150
2.51 | Providing, laying and jointing glazed stoneware pipes class SP-1 with stiff mixture of cement mortar in the proportion of 1:1 (1 cement : 1 fine sand) including testing of joints etc. complete : | item no.151 | [52 empty] | 2.51 | Providing, laying and jointing glazed stoneware pipes class SP-1 with stiff mixture of cement mortar in the proportion of 1:1 (1 cement : 1 fine sand) including testing of joints etc. complete : | item no.151
2.52 | 100 mm diameter | item no.152 | 6 | metre | 329.46 |  |  | Excess(+) | 1 | Full Conversion | INR | [40 empty] | 1977 | 1977 | INR One Thousand Nine Hundred & Seventy Seven Only | 2.52 | 100 mm diameter | item no.152 | 6 | metre
2.53 | 200 mm diameter | item no.153 | 15 | metre | 728.1 |  |  | Excess(+) | 1 | Full Conversion | INR | [40 empty] | 10922 | 10922 | INR Ten Thousand Nine Hundred & Twenty Two Only | 2.53 | 200 mm diameter | item no.153 | 15 | metre
2.54 | Providing and laying cement concrete 1:5:10 (1 cement : 5 coarse sand : 10 graded stone aggregate 40 mm nominal size) all-round S.W. pipes including bed concrete as per standard design : | item no.154 | [52 empty] | 2.54 | Providing and laying cement concrete 1:5:10 (1 cement : 5 coarse sand : 10 graded stone aggregate 40 mm nominal size) all-round S.W. pipes including bed concrete as per standard design : | item no.154
2.55 | 100 mm diameter S.W. pipe | item no.155 | 6 | metre | 785.18 |  |  | Excess(+) | 1 | Full Conversion | INR | [40 empty] | 4711 | 4711 | INR Four Thousand Seven Hundred & Eleven Only | 2.55 | 100 mm diameter S.W. pipe | item no.155 | 6 | metre
2.56 | 200 mm diameter S.W. pipe | item no.156 | 15 | metre | 1119.42 |  |  | Excess(+) | 1 | Full Conversion | INR | [40 empty] | 16791 | 16791 | INR Sixteen Thousand Seven Hundred & Ninety One Only | 2.56 | 200 mm diameter S.W. pipe | item no.156 | 15 | metre
2.57 | Constructing brick masonry manhole in cement mortar 1:4 ( 1 cement : 4 coarse sand ) with R.C.C. top slab with 1:1.5:3 mix (1 cement : 1.5 coarse sand (zone-III) : 3 graded stone aggregate 20 mm nominal size), foundation concrete 1:4:8 mix (1 cement : 4 coarse sand (zone-III) : 8 graded stone aggregate 40 mm nominal size), inside plastering 12 mm thick with cement mortar 1:3 (1 cement : 3 coarse sand) finished with floating coat of neat cement and making channels in cement concrete 1:2:4 (1 cement : 2 coarse sand : 4 graded stone aggregate 20 mm nominal size) finished with a floating coat of neat cement complete as per standard design : | item no.157 | [52 empty] | 2.57 | Constructing brick masonry manhole in cement mortar 1:4 ( 1 cement : 4 coarse sand ) with R.C.C. top slab with 1:1.5:3 mix (1 cement : 1.5 coarse sand (zone-III) : 3 graded stone aggregate 20 mm nominal size), foundation concrete 1:4:8 mix (1 cement : 4 coarse sand (zone-III) : 8 graded stone aggregate 40 mm nominal size), inside plastering 12 mm thick with cement mortar 1:3 (1 cement : 3 coarse sand) finished with floating coat of neat cement and making channels in cement concrete 1:2:4 (1 cement : 2 coarse sand : 4 graded stone aggregate 20 mm nominal size) finished with a floating coat of neat cement complete as per standard design : | item no.157
2.58 | Inside size 90x80 cm and 45 cm deep including C.I. cover with frame (light duty) 455x610 mm internal dimensions, total weight of cover and frame to be not less than 38 kg (weight of cover 23 kg and weight of frame 15 kg) : | item no.158 | [52 empty] | 2.58 | Inside size 90x80 cm and 45 cm deep including C.I. cover with frame (light duty) 455x610 mm internal dimensions, total weight of cover and frame to be not less than 38 kg (weight of cover 23 kg and weight of frame 15 kg) : | item no.158
2.59 | With common burnt clay F.P.S. (non modular) bricks of class designation 7.5 | item no.159 | 3 | each | 10247.35 |  |  | Excess(+) | 1 | Full Conversion | INR | [40 empty] | 30742 | 30742 | INR Thirty Thousand Seven Hundred & Forty Two Only | 2.59 | With common burnt clay F.P.S. (non modular) bricks of class designation 7.5 | item no.159 | 3 | each
2.6 | Making connection of drain or sewer line with existing manhole including breaking into and making good the walls, floors with cement concrete 1:2:4 mix (1 cement : 2 coarse sand : 4 graded stone aggregate 20 mm nominal size) cement plastered on both sides with cement mortar 1:3 (1 cement : 3 coarse sand), finished with a floating coat of neat cement and making necessary channels for the drain etc. complete : | item no.160 | [52 empty] | 2.6 | Making connection of drain or sewer line with existing manhole including breaking into and making good the walls, floors with cement concrete 1:2:4 mix (1 cement : 2 coarse sand : 4 graded stone aggregate 20 mm nominal size) cement plastered on both sides with cement mortar 1:3 (1 cement : 3 coarse sand), finished with a floating coat of neat cement and making necessary channels for the drain etc. complete : | item no.160
2.61 | For pipes 100 to 250 mm diameter | item no.161 | 1 | each | 599.47 |  |  | Excess(+) | 1 | Full Conversion | INR | [40 empty] | 599 | 599 | INR Five Hundred & Ninety Nine Only | 2.61 | For pipes 100 to 250 mm diameter | item no.161 | 1 | each
2.62 | Raising manhole cover and frame slab to required level including dismantling existing slab and making good the damage as required (Raising depth of manhole to be paid separately) : | item no.162 | [52 empty] | 2.62 | Raising manhole cover and frame slab to required level including dismantling existing slab and making good the damage as required (Raising depth of manhole to be paid separately) : | item no.162
2.63 | Rectangular manhole 90x80 cm with rectangular cover 600 x 450 mm of grade LD - 2.5 | item no.163 | 2 | each | 2388.12 |  |  | Excess(+) | 1 | Full Conversion | INR | [40 empty] | 4776 | 4776 | INR Four Thousand Seven Hundred & Seventy Six Only | 2.63 | Rectangular manhole 90x80 cm with rectangular cover 600 x 450 mm of grade LD - 2.5 | item no.163 | 2 | each
2.64 | ALUMINIUM WORK | item no.164 | [52 empty] | 2.64 | ALUMINIUM WORK | item no.164
2.65 | Providing and fixing aluminium work for doors, windows, ventilators and partitions with extruded built up standard tubular sections/ appropriate Z sections and other sections of approved make conforming to IS: 733 and IS: 1285, fixing with dash fasteners of required dia and size, including necessary filling up the gaps at junctions, i.e. at top, bottom and sides with required EPDM rubber/ neoprene gasket etc. Aluminium sections shall be smooth, rust free, straight, mitred and jointed mechanically wherever required including cleat angle, Aluminium snap beading for glazing / paneling, C.P. brass / stainless steel screws, all complete as per architectural drawings and the directions of Engineer-in-charge. (Glazing, paneling and dash fasteners to be paid for separately) : | item no.165 | [52 empty] | 2.65 | Providing and fixing aluminium work for doors, windows, ventilators and partitions with extruded built up standard tubular sections/ appropriate Z sections and other sections of approved make conforming to IS: 733 and IS: 1285, fixing with dash fasteners of required dia and size, including necessary filling up the gaps at junctions, i.e. at top, bottom and sides with required EPDM rubber/ neoprene gasket etc. Aluminium sections shall be smooth, rust free, straight, mitred and jointed mechanically wherever required including cleat angle, Aluminium snap beading for glazing / paneling, C.P. brass / stainless steel screws, all complete as per architectural drawings and the directions of Engineer-in-charge. (Glazing, paneling and dash fasteners to be paid for separately) : | item no.165
2.66 | For fixed portion | item no.166 | [52 empty] | 2.66 | For fixed portion | item no.166
2.67 | Anodised aluminium (anodised transparent or dyed to required shade according to IS: 1868, Minimum anodic coating of grade AC 15) | item no.167 | 30 | kg | 380.49 |  |  | Excess(+) | 1 | Full Conversion | INR | [40 empty] | 11415 | 11415 | INR Eleven Thousand Four Hundred & Fifteen Only | 2.67 | Anodised aluminium (anodised transparent or dyed to required shade according to IS: 1868, Minimum anodic coating of grade AC 15) | item no.167 | 30 | kg
2.68 | For shutters of doors, windows & ventilators including providing and fixing hinges/ pivots and making provision for fixing of fittings wherever required including the cost of EPDM rubber / neoprene gasket required (Fittings shall be paid for separately) | item no.168 | [52 empty] | 2.68 | For shutters of doors, windows & ventilators including providing and fixing hinges/ pivots and making provision for fixing of fittings wherever required including the cost of EPDM rubber / neoprene gasket required (Fittings shall be paid for separately) | item no.168
2.69 | Anodised aluminium (anodised transparent or dyed to required shade according to IS: 1868, Minimum anodic coating of grade AC 15) | item no.169 | 30 | kg | 466.29 |  |  | Excess(+) | 1 | Full Conversion | INR | [40 empty] | 13989 | 13989 | INR Thirteen Thousand Nine Hundred & Eighty Nine Only | 2.69 | Anodised aluminium (anodised transparent or dyed to required shade according to IS: 1868, Minimum anodic coating of grade AC 15) | item no.169 | 30 | kg
2.7 | Providing and fixing glazing in aluminium door, window, ventilator shutters and partitions etc. with EPDM rubber / neoprene gasket etc. complete as per the architectural drawings and the directions of engineer-in-charge . (Cost of aluminium snap beading shall be paid in basic item): | item no.170 | [52 empty] | 2.7 | Providing and fixing glazing in aluminium door, window, ventilator shutters and partitions etc. with EPDM rubber / neoprene gasket etc. complete as per the architectural drawings and the directions of engineer-in-charge . (Cost of aluminium snap beading shall be paid in basic item): | item no.170
2.71 | With float glass panes of 4.0 mm thickness (weight not less than 10kg/sqm) | item no.171 | 1.5 | sqm | 894.17 |  |  | Excess(+) | 1 | Full Conversion | INR | [40 empty] | 1341 | 1341 | INR One Thousand Three Hundred & Forty One Only | 2.71 | With float glass panes of 4.0 mm thickness (weight not less than 10kg/sqm) | item no.171 | 1.5 | sqm
2.72 | NEW TECHNOLOGIES AND MATERIALS | item no.172 | [52 empty] | 2.72 | NEW TECHNOLOGIES AND MATERIALS | item no.172
2.73 | Providing, mixing and applying bonding coat of approved adhesive on chipped portion of RCC as per specifications and direction of Engineer-In-charge complete in all respect. | item no.173 | [52 empty] | 2.73 | Providing, mixing and applying bonding coat of approved adhesive on chipped portion of RCC as per specifications and direction of Engineer-In-charge complete in all respect. | item no.173
2.74 | SBR Polymer (@10% of cement weight) modified cementitious bond coat @ 2.2 kg cement per sqm of surface area mixed with specified proportion of approved polymer | item no.174 | 3 | sqm | 103.24 |  |  | Excess(+) | 1 | Full Conversion | INR | [40 empty] | 310 | 310 | INR Three Hundred & Ten Only | 2.74 | SBR Polymer (@10% of cement weight) modified cementitious bond coat @ 2.2 kg cement per sqm of surface area mixed with specified proportion of approved polymer | item no.174 | 3 | sqm
2.75 | Providing, mixing and applying SBR polymer (of approved make) modified Cement mortar in proportion of 1:4 (1 cement: 4 graded coarse sand with polymer minimum 2% by wt. of cement used) as per specifications and directions of Engineer-in-charge. | item no.175 | [52 empty] | 2.75 | Providing, mixing and applying SBR polymer (of approved make) modified Cement mortar in proportion of 1:4 (1 cement: 4 graded coarse sand with polymer minimum 2% by wt. of cement used) as per specifications and directions of Engineer-in-charge. | item no.175
2.76 | 25 mm average thickness in 2 layers. | item no.176 | 3 | sqm | 447.61 |  |  | Excess(+) | 1 | Full Conversion | INR | [40 empty] | 1343 | 1343 | INR One Thousand Three Hundred & Forty Three Only | 2.76 | 25 mm average thickness in 2 layers. | item no.176 | 3 | sqm
2.77 | Providing, erecting, maintaining and removing temporary protective screens made out of specified fabric with all necessary fixing arrangement to ensure that it remains in position for the work duration as required by the Engineer-in-charge. | item no.177 | [52 empty] | 2.77 | Providing, erecting, maintaining and removing temporary protective screens made out of specified fabric with all necessary fixing arrangement to ensure that it remains in position for the work duration as required by the Engineer-in-charge. | item no.177
2.78 | Wooven PVC cloth | item no.178 | 25 | sqm | 40.07 |  |  | Excess(+) | 1 | Full Conversion | INR | [40 empty] | 1002 | 1002 | INR One Thousand &Two Only | 2.78 | Wooven PVC cloth | item no.178 | 25 | sqm
2.79 | MINOR CIVIL MAINTENANCE WORK: | item no.179 | [52 empty] | 2.79 | MINOR CIVIL MAINTENANCE WORK: | item no.179
2.8 | "Providing and laying in position cement concrete of specified grade excluding the cost of centering and shuttering - All work up to plinth level : 1:5:10 (1 cement : 5 coarse sand (zone-III) derived from natural sources: 10 graded brick aggregate 40 mm nominal size derived from natural sources) | item no.180 | 1 | Cum | 4985.93 |  |  | Excess(+) | 1 | Full Conversion | INR | [40 empty] | 4986 | 4986 | INR Four Thousand Nine Hundred & Eighty Six Only | 2.8 | "Providing and laying in position cement concrete of specified grade excluding the cost of centering and shuttering - All work up to plinth level : 1:5:10 (1 cement : 5 coarse sand (zone-III) derived from natural sources: 10 graded brick aggregate 40 mm nominal size derived from natural sources) | item no.180 | 1 | Cum
2.81 | "Providing and fixing C.P flange for C.P bib cock/C.P angle stop cock. | item no.181 | 24 | Each | 29.33 |  |  | Excess(+) | 1 | Full Conversion | INR | [40 empty] | 704 | 704 | INR Seven Hundred & Four Only | 2.81 | "Providing and fixing C.P flange for C.P bib cock/C.P angle stop cock. | item no.181 | 24 | Each
2.82 | "Providing and fixing C.P Brass shower rose 15 mm or 20 mm inlet with shower arm (a) 75 mm dia fancy type. | item no.182 | 3 | Each | 586.56 |  |  | Excess(+) | 1 | Full Conversion | INR | [40 empty] | 1760 | 1760 | INR One Thousand Seven Hundred & Sixty Only | 2.82 | "Providing and fixing C.P Brass shower rose 15 mm or 20 mm inlet with shower arm (a) 75 mm dia fancy type. | item no.182 | 3 | Each
2.83 | "Providing and fixing white vitreous china oval type wash basin of size 550 x 480 with 15mm C.P brass pillar tap, 32mm C.P brass waste of standard pattern. | item no.183 | 3 | Each | 4461.35 |  |  | Excess(+) | 1 | Full Conversion | INR | [40 empty] | 13384 | 13384 | INR Thirteen Thousand Three Hundred & Eighty Four Only | 2.83 | "Providing and fixing white vitreous china oval type wash basin of size 550 x 480 with 15mm C.P brass pillar tap, 32mm C.P brass waste of standard pattern. | item no.183 | 3 | Each
2.84 | Providing and fixing white vitreous china extended wall mounting water closet/wall hung seat of size 780x370x690 mm of approved shape including providing & fixing flush valve with dual flush including seat cover, fittings, nuts, bolts and gasket etc complete. | item no.184 | 3 | each | 13356.16 |  |  | Excess(+) | 1 | Full Conversion | INR | [40 empty] | 40068 | 40068 | INR Forty Thousand &Sixty Eight Only | 2.84 | Providing and fixing white vitreous china extended wall mounting water closet/wall hung seat of size 780x370x690 mm of approved shape including providing & fixing flush valve with dual flush including seat cover, fittings, nuts, bolts and gasket etc complete. | item no.184 | 3 | each
2.85 | Rewiring for light point/ fan point/ exhaust fan point/ call bell point with 1.5 sq.mm FRLS PVC insulated copper conductor single core cable and 1.5 sq.mm FRLS PVC insulated copper conductor single core cable as earth wire in existing surface/ recessed steel/PVC conduit including dismantling as required. | item no.185 | [52 empty] | 2.85 | Rewiring for light point/ fan point/ exhaust fan point/ call bell point with 1.5 sq.mm FRLS PVC insulated copper conductor single core cable and 1.5 sq.mm FRLS PVC insulated copper conductor single core cable as earth wire in existing surface/ recessed steel/PVC conduit including dismantling as required. | item no.185 |  |  | Construction of chamber for 100mm sluices valve | item1 | 10 | 1 Nos
2.86 | Group A | item no.186 | 19 | Point | 1090.7 |  |  | Excess(+) | 1 | Full Conversion | INR | [40 empty] | 20723 | 20723 | INR Twenty Thousand Seven Hundred & Twenty Three Only | 2.86 | Group A | item no.186 | 19 | Point | Supplying, Conveying and fixing spls. Including eart | item1 | 123.223 | Nos
2.87 | Supplying and drawing following sizes of FRLS PVC insulated copper conductor, single core cable in/on the existing surface/ recessed steel/ PVC conduit as required. | item no.187 | [52 empty] | 2.87 | Supplying and drawing following sizes of FRLS PVC insulated copper conductor, single core cable in/on the existing surface/ recessed steel/ PVC conduit as required. | item no.187 |  |  | Construction of chamber for 100mm sluice plates | item2 | 213 | Nos
2.88 | 3 x 1.5 sq. mm | item no.188 | 20 | Mtr. | 83.3 |  |  | Excess(+) | 1 | Full Conversion | INR | [40 empty] | 1666 | 1666 | INR One Thousand Six Hundred & Sixty Six Only | 2.88 | 3 x 1.5 sq. mm | item no.188 | 20 | Mtr.
2.89 | 3 x 4 sq. mm | item no.189 | 30 | Mtr. | 180.6 |  |  | Excess(+) | 1 | Full Conversion | INR | [40 empty] | 5418 | 5418 | INR Five Thousand Four Hundred & Eighteen Only | 2.89 | 3 x 4 sq. mm | item no.189 | 30 | Mtr.
2.9 | Supplying and fixing of following sizes of steel conduit along with accessories in surface/recess including painting in case of surface conduit, or cutting the wall and making good the same in case of recessed conduit as required. | item no.190 | [52 empty] | 2.9 | Supplying and fixing of following sizes of steel conduit along with accessories in surface/recess including painting in case of surface conduit, or cutting the wall and making good the same in case of recessed conduit as required. | item no.190 |  |  | Supplying, Conveying and fixing spls. Including eart | item1 | 123.223 | Nos
2.91 | 20 mm | item no.191 | 15 | Mtr. | 195.5 |  |  | Excess(+) | 1 | Full Conversion | INR | [40 empty] | 2933 | 2933 | INR Two Thousand Nine Hundred & Thirty Three Only | 2.91 | 20 mm | item no.191 | 15 | Mtr. | Supplying, Conveying and fixing spls. Including ea | item4 | 10 | Nos
2.92 | 25 mm | item no.192 | 30 | Mtr. | 224.5 |  |  | Excess(+) | 1 | Full Conversion | INR | [40 empty] | 6735 | 6735 | INR Six Thousand Seven Hundred & Thirty Five Only | 2.92 | 25 mm | item no.192 | 30 | Mtr.
2.93 | Supply and fixing following modular switch/ socket on the existing modular plates & switch box including connection but excluding modular plate etc. as reqd. | item no.193 | [52 empty] | 2.93 | Supply and fixing following modular switch/ socket on the existing modular plates & switch box including connection but excluding modular plate etc. as reqd. | item no.193 |  |  | Construction of chamber for 100mm sluice plates | item2 | 213 | Nos
2.94 | 5/6 Amp one way switch | item no.194 | 3 | Nos. | 90.3 |  |  | Excess(+) | 1 | Full Conversion | INR | [40 empty] | 271 | 271 | INR Two Hundred & Seventy One Only | 2.94 | 5/6 Amp one way switch | item no.194 | 3 | Nos.
2.95 | 3 Pin 5/6 Amp. socket outlet. | item no.195 | 3 | Nos. | 107 |  |  | Excess(+) | 1 | Full Conversion | INR | [40 empty] | 321 | 321 | INR Three Hundred & Twenty One Only | 2.95 | 3 Pin 5/6 Amp. socket outlet. | item no.195 | 3 | Nos.
2.96 | Supplying and fixing following size/ modules, GI box alongwith modular base & cover plate for modular switches in recess etc. as required. | item no.196 | [52 empty] | 2.96 | Supplying and fixing following size/ modules, GI box alongwith modular base & cover plate for modular switches in recess etc. as required. | item no.196
2.97 | 3 Module (125mmX75mm) | item no.197 | 3 | Nos. | 286.7 |  |  | Excess(+) | 1 | Full Conversion | INR | [40 empty] | 860 | 860 | INR Eight Hundred & Sixty Only | 2.97 | 3 Module (125mmX75mm) | item no.197 | 3 | Nos.
2.98 | 6 Module (200mmX75mm) | item no.198 | 3 | Nos. | 352.5 |  |  | Excess(+) | 1 | Full Conversion | INR | [40 empty] | 1058 | 1058 | INR One Thousand &Fifty Eight Only | 2.98 | 6 Module (200mmX75mm) | item no.198 | 3 | Nos.
2.99 | Supply and fixing 3 pin, 5 A ceiling rose on the existing junction box/ wooden block including connections etc. as required | item no.199 | 18 | Each | 76.3 |  |  | Excess(+) | 1 | Full Conversion | INR | [40 empty] | 1373 | 1373 | INR One Thousand Three Hundred & Seventy Three Only | 2.99 | Supply and fixing 3 pin, 5 A ceiling rose on the existing junction box/ wooden block including connections etc. as required | item no.199 | 18 | Each
3 | S & F MCB of following pole and rating 240/415 volts 'C' series in the existing MCB DB complete with connection, testing & commissioning etc as reqd. ( legrand) | item no.200 | [52 empty] | 3 | S & F MCB of following pole and rating 240/415 volts 'C' series in the existing MCB DB complete with connection, testing & commissioning etc as reqd. ( legrand) | item no.200
3.01 | Single Pole 6 amp to 32 amp | item no.201 | 6 | Nos. | 224.5 |  |  | Excess(+) | 1 | Full Conversion | INR | [40 empty] | 1347 | 1347 | INR One Thousand Three Hundred & Forty Seven Only | 3.01 | Single Pole 6 amp to 32 amp | item no.201 | 6 | Nos.
3.02 | Supply and fixing 20 A, 240 V, SPN Ind. Type socket outlet with 2 ploe and earth, metal enclosed plug top alongwith 20A "C" curve, SP, MCB, in sheet steel enclouser, on surface or in recess, with chained metal cover for the socket outlet and complete with connections, testing and commissioning etc. as required | item no.202 | 3 | Each | 1421.3 |  |  | Excess(+) | 1 | Full Conversion | INR | [40 empty] | 4264 | 4264 | INR Four Thousand Two Hundred & Sixty Four Only | 3.02 | Supply and fixing 20 A, 240 V, SPN Ind. Type socket outlet with 2 ploe and earth, metal enclosed plug top alongwith 20A "C" curve, SP, MCB, in sheet steel enclouser, on surface or in recess, with chained metal cover for the socket outlet and complete with connections, testing and commissioning etc. as required | item no.202 | 3 | Each
3.03 | Supply and fixing of the following light fixtures with accessories including rag bolts with washer complete as reqd. | item no.203 | [52 empty] | 3.03 | Supply and fixing of the following light fixtures with accessories including rag bolts with washer complete as reqd. | item no.203
3.04 | LED ceiling light 6 watt FR-Plastic _housing (Round/ Square Shape), Make Crompton -Royal Rimless-R (Cat No. LCRP-06-CDL) or approved Make | item no.204 | 12 | Nos. | 554 |  |  | Excess(+) | 1 | Full Conversion | INR | [40 empty] | 6648 | 6648 | INR Six Thousand Six Hundred & Forty Eight Only | 3.04 | LED ceiling light 6 watt FR-Plastic _housing (Round/ Square Shape), Make Crompton -Royal Rimless-R (Cat No. LCRP-06-CDL) or approved Make | item no.204 | 12 | Nos.
3.05 | Mirror light 9W: 900lm, 2ft. (Make_Philiphs (Astra Line) or equivalent approved make). | item no.205 | 3 | Nos. | 526 |  |  | Excess(+) | 1 | Full Conversion | INR | [40 empty] | 1578 | 1578 | INR One Thousand Five Hundred & Seventy Eight Only | 3.05 | Mirror light 9W: 900lm, 2ft. (Make_Philiphs (Astra Line) or equivalent approved make). | item no.205 | 3 | Nos.
3.06 | Providing & fixing of size 32 mm x 12.5 mm. DLP mini trunking system with independent cover as reqd. | item no.206 | 10 | Mtrs | 138 |  |  | Excess(+) | 1 | Full Conversion | INR | [40 empty] | 1380 | 1380 | INR One Thousand Three Hundred & Eighty Only | 3.06 | Providing & fixing of size 32 mm x 12.5 mm. DLP mini trunking system with independent cover as reqd. | item no.206 | 10 | Mtrs
3.07 | Providing & fixing accessories for following size of DLP mini trunking system as reqd. (32 mm x 12.5 mm. ) | item no.207 | [52 empty] | 3.07 | Providing & fixing accessories for following size of DLP mini trunking system as reqd. (32 mm x 12.5 mm. ) | item no.207
3.08 | Flat junction | item no.208 | 5 | Nos. | 96 |  |  | Excess(+) | 1 | Full Conversion | INR | [40 empty] | 480 | 480 | INR Four Hundred & Eighty Only | 3.08 | Flat junction | item no.208 | 5 | Nos.
3.09 | Changeable flat angle | item no.209 | 5 | Nos. | 74 |  |  | Excess(+) | 1 | Full Conversion | INR | [40 empty] | 370 | 370 | INR Three Hundred & Seventy Only | 3.09 | Changeable flat angle | item no.209 | 5 | Nos.
3.1 | Changeable internal /External angle | item no.210 | 5 | Nos. | 66 |  |  | Excess(+) | 1 | Full Conversion | INR | [40 empty] | 330 | 330 | INR Three Hundred & Thirty Only | 3.1 | Changeable internal /External angle | item no.210 | 5 | Nos.
3.11 | End cap left or right | item no.211 | 5 | Nos. | 50 |  |  | Excess(+) | 1 | Full Conversion | INR | [40 empty] | 250 | 250 | INR Two Hundred & Fifty Only | 3.11 | End cap left or right | item no.211 | 5 | Nos.
3.12 | Providing & fixing of size 32 mm x 20 mm. DLP mini trunking system with independent cover as reqd. | item no.212 | 20 | Mtrs | 177 |  |  | Excess(+) | 1 | Full Conversion | INR | [40 empty] | 3540 | 3540 | INR Three Thousand Five Hundred & Forty Only | 3.12 | Providing & fixing of size 32 mm x 20 mm. DLP mini trunking system with independent cover as reqd. | item no.212 | 20 | Mtrs
3.13 | Providing & fixing accessories for following size of DLP mini trunking system as reqd. (32 mm x 20 mm. ) | item no.213 | [52 empty] | 3.13 | Providing & fixing accessories for following size of DLP mini trunking system as reqd. (32 mm x 20 mm. ) | item no.213
3.14 | Flat junction | item no.214 | 5 | Nos. | 94 |  |  | Excess(+) | 1 | Full Conversion | INR | [40 empty] | 470 | 470 | INR Four Hundred & Seventy Only | 3.14 | Flat junction | item no.214 | 5 | Nos.
3.15 | Changeable flat angle | item no.215 | 5 | Nos. | 80 |  |  | Excess(+) | 1 | Full Conversion | INR | [40 empty] | 400 | 400 | INR Four Hundred Only | 3.15 | Changeable flat angle | item no.215 | 5 | Nos.
3.16 | Changeable internal /External angle | item no.216 | 5 | Nos. | 96 |  |  | Excess(+) | 1 | Full Conversion | INR | [40 empty] | 480 | 480 | INR Four Hundred & Eighty Only | 3.16 | Changeable internal /External angle | item no.216 | 5 | Nos.
3.17 | End cap left or right | item no.217 | 5 | Nos. | 100 |  |  | Excess(+) | 1 | Full Conversion | INR | [40 empty] | 500 | 500 | INR Five Hundred Only | 3.17 | End cap left or right | item no.217 | 5 | Nos.
3.18 | Providing & fixing of following size of DLP trunking on surface with suitable plug & screws as reqd. (105 mm x 50 mm) | item no.218 | 5 | Mtrs. | 732 |  |  | Excess(+) | 1 | Full Conversion | INR | [40 empty] | 3660 | 3660 | INR Three Thousand Six Hundred & Sixty Only | 3.18 | Providing & fixing of following size of DLP trunking on surface with suitable plug & screws as reqd. (105 mm x 50 mm) | item no.218 | 5 | Mtrs.
3.19 | Providing & fixing of accessories for folliwing size of DLP trunking system as reqd. (105 mm x 50 mm. ) | item no.219 | [52 empty] | 3.19 | Providing & fixing of accessories for folliwing size of DLP trunking system as reqd. (105 mm x 50 mm. ) | item no.219
3.2 | Flexible cover for 85 mm width | item no.220 | 5 | Mtrs. | 333 |  |  | Excess(+) | 1 | Full Conversion | INR | [40 empty] | 1665 | 1665 | INR One Thousand Six Hundred & Sixty Five Only | 3.2 | Flexible cover for 85 mm width | item no.220 | 5 | Mtrs.
3.21 | Flat junction | item no.221 | 2 | Nos. | 396 |  |  | Excess(+) | 1 | Full Conversion | INR | [40 empty] | 792 | 792 | INR Seven Hundred & Ninety Two Only | 3.21 | Flat junction | item no.221 | 2 | Nos.
3.22 | Flat angle | item no.222 | 5 | Nos. | 523 |  |  | Excess(+) | 1 | Full Conversion | INR | [40 empty] | 2615 | 2615 | INR Two Thousand Six Hundred & Fifteen Only | 3.22 | Flat angle | item no.222 | 5 | Nos.
3.23 | Internal angle adjustable from 80 - 100 | item no.223 | 5 | Nos. | 382 |  |  | Excess(+) | 1 | Full Conversion | INR | [40 empty] | 1910 | 1910 | INR One Thousand Nine Hundred & Ten Only | 3.23 | Internal angle adjustable from 80 - 100 | item no.223 | 5 | Nos.
3.24 | External angle adjustable from 60 - 120 | item no.224 | 5 | Nos. | 373 |  |  | Excess(+) | 1 | Full Conversion | INR | [40 empty] | 1865 | 1865 | INR One Thousand Eight Hundred & Sixty Five Only | 3.24 | External angle adjustable from 60 - 120 | item no.224 | 5 | Nos.
3.25 | End Caps | item no.225 | 2 | Nos. | 151 |  |  | Excess(+) | 1 | Full Conversion | INR | [40 empty] | 302 | 302 | INR Three Hundred & Two Only | 3.25 | End Caps | item no.225 | 2 | Nos.
3.26 | Base Joint | item no.226 | 8 | Nos. | 78 |  |  | Excess(+) | 1 | Full Conversion | INR | [40 empty] | 624 | 624 | INR Six Hundred & Twenty Four Only | 3.26 | Base Joint | item no.226 | 8 | Nos.
3.27 | Joint for 85 mm width cover | item no.227 | 4 | Nos. | 172 |  |  | Excess(+) | 1 | Full Conversion | INR | [40 empty] | 688 | 688 | INR Six Hundred & Eighty Eight Only | 3.27 | Joint for 85 mm width cover | item no.227 | 4 | Nos.
3.28 | Supply, fixing, testing and commissioning domestic ventilation/Exhaust fan of following size complete as required. (Make_ Cromption or approved Make) | item no.228 | [52 empty] | 3.28 | Supply, fixing, testing and commissioning domestic ventilation/Exhaust fan of following size complete as required. (Make_ Cromption or approved Make) | item no.228
3.29 | 15" ,900 rpm | item no.229 | 3 | Each | 3241 |  |  | Excess(+) | 1 | Full Conversion | INR | [40 empty] | 9723 | 9723 | INR Nine Thousand Seven Hundred & Twenty Three Only | 3.29 | 15" ,900 rpm | item no.229 | 3 | Each
3.3 | Supply, fixing, testing and commissioning shutter/ louvesrs for exhaust fan of following size complete as required. (Make_ Appr. Make) | item no.230 | [52 empty] | 3.3 | Supply, fixing, testing and commissioning shutter/ louvesrs for exhaust fan of following size complete as required. (Make_ Appr. Make) | item no.230
3.31 | 15" dia | item no.231 | 3 | Each | 970 |  |  | Excess(+) | 1 | Full Conversion | INR | [40 empty] | 2910 | 2910 | INR Two Thousand Nine Hundred & Ten Only | 3.31 | 15" dia | item no.231 | 3 | Each
3.32 | Making hole in existing masonary wall for fixing exhaust fan 12" to 15"Size and making good the same complete as required. | item no.232 | 3 | Each | 721 |  |  | Excess(+) | 1 | Full Conversion | INR | [40 empty] | 2163 | 2163 | INR Two Thousand One Hundred & Sixty Three Only | 3.32 | Making hole in existing masonary wall for fixing exhaust fan 12" to 15"Size and making good the same complete as required. | item no.232 | 3 | Each
3.33 | SITC of hot water Geyser of following capacity with rag bolts washer and cupper pipe connection complete as required. | item no.233 | [52 empty] | 3.33 | SITC of hot water Geyser of following capacity with rag bolts washer and cupper pipe connection complete as required. | item no.233
3.34 | 50 Litrs capacity. | item no.234 | 3 | each | 15065 |  |  | Excess(+) | 1 | Full Conversion | INR | [40 empty] | 45195 | 45195 | INR Forty Five Thousand One Hundred & Ninety Five Only | 3.34 | 50 Litrs capacity. | item no.234 | 3 | each
Total in Figures | [51 empty] | 860792 | 137507 | Eight Lakh Sixty Thousand Seven Hundred & Ninety Two Only
Quoted Rate in Figures |  |  |  | Select | [47 empty] | 0 | 0 | INR Zero Only
Quoted Rate in Words |  | INR Zero Only
Note on K202: gepadmin: 1. If you choose "Full Conversion" then Column BA (AMOUNT) and Column BB (TAXES) BOTH values will be convert based on selected Currency in (Column L). 2. If you choose "Partial Conversion" then Column BA (AMOUNT) only will be converted based on selected currency (Column L) and Column BB (TAXES) value (INR) will be added to the converted values.
Note on K207: gepadmin: 1. If you choose "Full Conversion" then Column BA (AMOUNT) and Column BB (TAXES) BOTH values will be convert based on selected Currency in (Column L). 2. If you choose "Partial Conversion" then Column BA (AMOUNT) only will be converted based on selected currency (Column L) and Column BB (TAXES) value (INR) will be added to the converted values.
Note on K205: gepadmin: 1. If you choose "Full Conversion" then Column BA (AMOUNT) and Column BB (TAXES) BOTH values will be convert based on selected Currency in (Column L). 2. If you choose "Partial Conversion" then Column BA (AMOUNT) only will be converted based on selected currency (Column L) and Column BB (TAXES) value (INR) will be added to the converted values.
Note on K201: gepadmin: 1. If you choose "Full Conversion" then Column BA (AMOUNT) and Column BB (TAXES) BOTH values will be convert based on selected Currency in (Column L). 2. If you choose "Partial Conversion" then Column BA (AMOUNT) only will be converted based on selected currency (Column L) and Column BB (TAXES) value (INR) will be added to the converted values.
Note on K204: gepadmin: 1. If you choose "Full Conversion" then Column BA (AMOUNT) and Column BB (TAXES) BOTH values will be convert based on selected Currency in (Column L). 2. If you choose "Partial Conversion" then Column BA (AMOUNT) only will be converted based on selected currency (Column L) and Column BB (TAXES) value (INR) will be added to the converted values.
Note on K210: gepadmin: 1. If you choose "Full Conversion" then Column BA (AMOUNT) and Column BB (TAXES) BOTH values will be convert based on selected Currency in (Column L). 2. If you choose "Partial Conversion" then Column BA (AMOUNT) only will be converted based on selected currency (Column L) and Column BB (TAXES) value (INR) will be added to the converted values.
Note on K211: gepadmin: 1. If you choose "Full Conversion" then Column BA (AMOUNT) and Column BB (TAXES) BOTH values will be convert based on selected Currency in (Column L). 2. If you choose "Partial Conversion" then Column BA (AMOUNT) only will be converted based on selected currency (Column L) and Column BB (TAXES) value (INR) will be added to the converted values.
Note on K214: gepadmin: 1. If you choose "Full Conversion" then Column BA (AMOUNT) and Column BB (TAXES) BOTH values will be convert based on selected Currency in (Column L). 2. If you choose "Partial Conversion" then Column BA (AMOUNT) only will be converted based on selected currency (Column L) and Column BB (TAXES) value (INR) will be added to the converted values.
Note on K215: gepadmin: 1. If you choose "Full Conversion" then Column BA (AMOUNT) and Column BB (TAXES) BOTH values will be convert based on selected Currency in (Column L). 2. If you choose "Partial Conversion" then Column BA (AMOUNT) only will be converted based on selected currency (Column L) and Column BB (TAXES) value (INR) will be added to the converted values.
Note on K217: gepadmin: 1. If you choose "Full Conversion" then Column BA (AMOUNT) and Column BB (TAXES) BOTH values will be convert based on selected Currency in (Column L). 2. If you choose "Partial Conversion" then Column BA (AMOUNT) only will be converted based on selected currency (Column L) and Column BB (TAXES) value (INR) will be added to the converted values.
Note on K218: gepadmin: 1. If you choose "Full Conversion" then Column BA (AMOUNT) and Column BB (TAXES) BOTH values will be convert based on selected Currency in (Column L). 2. If you choose "Partial Conversion" then Column BA (AMOUNT) only will be converted based on selected currency (Column L) and Column BB (TAXES) value (INR) will be added to the converted values.
Note on K219: gepadmin: 1. If you choose "Full Conversion" then Column BA (AMOUNT) and Column BB (TAXES) BOTH values will be convert based on selected Currency in (Column L). 2. If you choose "Partial Conversion" then Column BA (AMOUNT) only will be converted based on selected currency (Column L) and Column BB (TAXES) value (INR) will be added to the converted values.
Note on K221: gepadmin: 1. If you choose "Full Conversion" then Column BA (AMOUNT) and Column BB (TAXES) BOTH values will be convert based on selected Currency in (Column L). 2. If you choose "Partial Conversion" then Column BA (AMOUNT) only will be converted based on selected currency (Column L) and Column BB (TAXES) value (INR) will be added to the converted values.
Note on K223: gepadmin: 1. If you choose "Full Conversion" then Column BA (AMOUNT) and Column BB (TAXES) BOTH values will be convert based on selected Currency in (Column L). 2. If you choose "Partial Conversion" then Column BA (AMOUNT) only will be converted based on selected currency (Column L) and Column BB (TAXES) value (INR) will be added to the converted values.
Note on K225: gepadmin: 1. If you choose "Full Conversion" then Column BA (AMOUNT) and Column BB (TAXES) BOTH values will be convert based on selected Currency in (Column L). 2. If you choose "Partial Conversion" then Column BA (AMOUNT) only will be converted based on selected currency (Column L) and Column BB (TAXES) value (INR) will be added to the converted values.
Note on K227: gepadmin: 1. If you choose "Full Conversion" then Column BA (AMOUNT) and Column BB (TAXES) BOTH values will be convert based on selected Currency in (Column L). 2. If you choose "Partial Conversion" then Column BA (AMOUNT) only will be converted based on selected currency (Column L) and Column BB (TAXES) value (INR) will be added to the converted values.
Note on K228: gepadmin: 1. If you choose "Full Conversion" then Column BA (AMOUNT) and Column BB (TAXES) BOTH values will be convert based on selected Currency in (Column L). 2. If you choose "Partial Conversion" then Column BA (AMOUNT) only will be converted based on selected currency (Column L) and Column BB (TAXES) value (INR) will be added to the converted values.
Note on K229: gepadmin: 1. If you choose "Full Conversion" then Column BA (AMOUNT) and Column BB (TAXES) BOTH values will be convert based on selected Currency in (Column L). 2. If you choose "Partial Conversion" then Column BA (AMOUNT) only will be converted based on selected currency (Column L) and Column BB (TAXES) value (INR) will be added to the converted values.
Note on K230: gepadmin: 1. If you choose "Full Conversion" then Column BA (AMOUNT) and Column BB (TAXES) BOTH values will be convert based on selected Currency in (Column L). 2. If you choose "Partial Conversion" then Column BA (AMOUNT) only will be converted based on selected currency (Column L) and Column BB (TAXES) value (INR) will be added to the converted values.
Note on K231: gepadmin: 1. If you choose "Full Conversion" then Column BA (AMOUNT) and Column BB (TAXES) BOTH values will be convert based on selected Currency in (Column L). 2. If you choose "Partial Conversion" then Column BA (AMOUNT) only will be converted based on selected currency (Column L) and Column BB (TAXES) value (INR) will be added to the converted values.
Note on K233: gepadmin: 1. If you choose "Full Conversion" then Column BA (AMOUNT) and Column BB (TAXES) BOTH values will be convert based on selected Currency in (Column L). 2. If you choose "Partial Conversion" then Column BA (AMOUNT) only will be converted based on selected currency (Column L) and Column BB (TAXES) value (INR) will be added to the converted values.
Note on K237: gepadmin: 1. If you choose "Full Conversion" then Column BA (AMOUNT) and Column BB (TAXES) BOTH values will be convert based on selected Currency in (Column L). 2. If you choose "Partial Conversion" then Column BA (AMOUNT) only will be converted based on selected currency (Column L) and Column BB (TAXES) value (INR) will be added to the converted values.
Note on K238: gepadmin: 1. If you choose "Full Conversion" then Column BA (AMOUNT) and Column BB (TAXES) BOTH values will be convert based on selected Currency in (Column L). 2. If you choose "Partial Conversion" then Column BA (AMOUNT) only will be converted based on selected currency (Column L) and Column BB (TAXES) value (INR) will be added to the converted values.
Note on K239: gepadmin: 1. If you choose "Full Conversion" then Column BA (AMOUNT) and Column BB (TAXES) BOTH values will be convert based on selected Currency in (Column L). 2. If you choose "Partial Conversion" then Column BA (AMOUNT) only will be converted based on selected currency (Column L) and Column BB (TAXES) value (INR) will be added to the converted values.
Note on K240: gepadmin: 1. If you choose "Full Conversion" then Column BA (AMOUNT) and Column BB (TAXES) BOTH values will be convert based on selected Currency in (Column L). 2. If you choose "Partial Conversion" then Column BA (AMOUNT) only will be converted based on selected currency (Column L) and Column BB (TAXES) value (INR) will be added to the converted values.
Note on K242: gepadmin: 1. If you choose "Full Conversion" then Column BA (AMOUNT) and Column BB (TAXES) BOTH values will be convert based on selected Currency in (Column L). 2. If you choose "Partial Conversion" then Column BA (AMOUNT) only will be converted based on selected currency (Column L) and Column BB (TAXES) value (INR) will be added to the converted values.
Note on K244: gepadmin: 1. If you choose "Full Conversion" then Column BA (AMOUNT) and Column BB (TAXES) BOTH values will be convert based on selected Currency in (Column L). 2. If you choose "Partial Conversion" then Column BA (AMOUNT) only will be converted based on selected currency (Column L) and Column BB (TAXES) value (INR) will be added to the converted values.
Note on K245: gepadmin: 1. If you choose "Full Conversion" then Column BA (AMOUNT) and Column BB (TAXES) BOTH values will be convert based on selected Currency in (Column L). 2. If you choose "Partial Conversion" then Column BA (AMOUNT) only will be converted based on selected currency (Column L) and Column BB (TAXES) value (INR) will be added to the converted values.
Note on K247: gepadmin: 1. If you choose "Full Conversion" then Column BA (AMOUNT) and Column BB (TAXES) BOTH values will be convert based on selected Currency in (Column L). 2. If you choose "Partial Conversion" then Column BA (AMOUNT) only will be converted based on selected currency (Column L) and Column BB (TAXES) value (INR) will be added to the converted values.
Note on K199: gepadmin: 1. If you choose "Full Conversion" then Column BA (AMOUNT) and Column BB (TAXES) BOTH values will be convert based on selected Currency in (Column L). 2. If you choose "Partial Conversion" then Column BA (AMOUNT) only will be converted based on selected currency (Column L) and Column BB (TAXES) value (INR) will be added to the converted values.
Note on K208: gepadmin: 1. If you choose "Full Conversion" then Column BA (AMOUNT) and Column BB (TAXES) BOTH values will be convert based on selected Currency in (Column L). 2. If you choose "Partial Conversion" then Column BA (AMOUNT) only will be converted based on selected currency (Column L) and Column BB (TAXES) value (INR) will be added to the converted values.
Note on K234: gepadmin: 1. If you choose "Full Conversion" then Column BA (AMOUNT) and Column BB (TAXES) BOTH values will be convert based on selected Currency in (Column L). 2. If you choose "Partial Conversion" then Column BA (AMOUNT) only will be converted based on selected currency (Column L) and Column BB (TAXES) value (INR) will be added to the converted values.
Note on K235: gepadmin: 1. If you choose "Full Conversion" then Column BA (AMOUNT) and Column BB (TAXES) BOTH values will be convert based on selected Currency in (Column L). 2. If you choose "Partial Conversion" then Column BA (AMOUNT) only will be converted based on selected currency (Column L) and Column BB (TAXES) value (INR) will be added to the converted values.
Note on K212: gepadmin: 1. If you choose "Full Conversion" then Column BA (AMOUNT) and Column BB (TAXES) BOTH values will be convert based on selected Currency in (Column L). 2. If you choose "Partial Conversion" then Column BA (AMOUNT) only will be converted based on selected currency (Column L) and Column BB (TAXES) value (INR) will be added to the converted values.
Note on K222: gepadmin: 1. If you choose "Full Conversion" then Column BA (AMOUNT) and Column BB (TAXES) BOTH values will be convert based on selected Currency in (Column L). 2. If you choose "Partial Conversion" then Column BA (AMOUNT) only will be converted based on selected currency (Column L) and Column BB (TAXES) value (INR) will be added to the converted values.
Note on K224: gepadmin: 1. If you choose "Full Conversion" then Column BA (AMOUNT) and Column BB (TAXES) BOTH values will be convert based on selected Currency in (Column L). 2. If you choose "Partial Conversion" then Column BA (AMOUNT) only will be converted based on selected currency (Column L) and Column BB (TAXES) value (INR) will be added to the converted values.
Note on K236: gepadmin: 1. If you choose "Full Conversion" then Column BA (AMOUNT) and Column BB (TAXES) BOTH values will be convert based on selected Currency in (Column L). 2. If you choose "Partial Conversion" then Column BA (AMOUNT) only will be converted based on selected currency (Column L) and Column BB (TAXES) value (INR) will be added to the converted values.
Note on K16: gepadmin: 1. If you choose "Full Conversion" then Column BA (AMOUNT) and Column BB (TAXES) BOTH values will be convert based on selected Currency in (Column L). 2. If you choose "Partial Conversion" then Column BA (AMOUNT) only will be converted based on selected currency (Column L) and Column BB (TAXES) value (INR) will be added to the converted values.
Note on K34: gepadmin: 1. If you choose "Full Conversion" then Column BA (AMOUNT) and Column BB (TAXES) BOTH values will be convert based on selected Currency in (Column L). 2. If you choose "Partial Conversion" then Column BA (AMOUNT) only will be converted based on selected currency (Column L) and Column BB (TAXES) value (INR) will be added to the converted values.
Note on K35: gepadmin: 1. If you choose "Full Conversion" then Column BA (AMOUNT) and Column BB (TAXES) BOTH values will be convert based on selected Currency in (Column L). 2. If you choose "Partial Conversion" then Column BA (AMOUNT) only will be converted based on selected currency (Column L) and Column BB (TAXES) value (INR) will be added to the converted values.
Note on K36: gepadmin: 1. If you choose "Full Conversion" then Column BA (AMOUNT) and Column BB (TAXES) BOTH values will be convert based on selected Currency in (Column L). 2. If you choose "Partial Conversion" then Column BA (AMOUNT) only will be converted based on selected currency (Column L) and Column BB (TAXES) value (INR) will be added to the converted values.
Note on K39: gepadmin: 1. If you choose "Full Conversion" then Column BA (AMOUNT) and Column BB (TAXES) BOTH values will be convert based on selected Currency in (Column L). 2. If you choose "Partial Conversion" then Column BA (AMOUNT) only will be converted based on selected currency (Column L) and Column BB (TAXES) value (INR) will be added to the converted values.
Note on K40: gepadmin: 1. If you choose "Full Conversion" then Column BA (AMOUNT) and Column BB (TAXES) BOTH values will be convert based on selected Currency in (Column L). 2. If you choose "Partial Conversion" then Column BA (AMOUNT) only will be converted based on selected currency (Column L) and Column BB (TAXES) value (INR) will be added to the converted values.
Note on K42: gepadmin: 1. If you choose "Full Conversion" then Column BA (AMOUNT) and Column BB (TAXES) BOTH values will be convert based on selected Currency in (Column L). 2. If you choose "Partial Conversion" then Column BA (AMOUNT) only will be converted based on selected currency (Column L) and Column BB (TAXES) value (INR) will be added to the converted values.
Note on K43: gepadmin: 1. If you choose "Full Conversion" then Column BA (AMOUNT) and Column BB (TAXES) BOTH values will be convert based on selected Currency in (Column L). 2. If you choose "Partial Conversion" then Column BA (AMOUNT) only will be converted based on selected currency (Column L) and Column BB (TAXES) value (INR) will be added to the converted values.
Note on K45: gepadmin: 1. If you choose "Full Conversion" then Column BA (AMOUNT) and Column BB (TAXES) BOTH values will be convert based on selected Currency in (Column L). 2. If you choose "Partial Conversion" then Column BA (AMOUNT) only will be converted based on selected currency (Column L) and Column BB (TAXES) value (INR) will be added to the converted values.
Note on K47: gepadmin: 1. If you choose "Full Conversion" then Column BA (AMOUNT) and Column BB (TAXES) BOTH values will be convert based on selected Currency in (Column L). 2. If you choose "Partial Conversion" then Column BA (AMOUNT) only will be converted based on selected currency (Column L) and Column BB (TAXES) value (INR) will be added to the converted values.
Note on K49: gepadmin: 1. If you choose "Full Conversion" then Column BA (AMOUNT) and Column BB (TAXES) BOTH values will be convert based on selected Currency in (Column L). 2. If you choose "Partial Conversion" then Column BA (AMOUNT) only will be converted based on selected currency (Column L) and Column BB (TAXES) value (INR) will be added to the converted values.
Note on K52: gepadmin: 1. If you choose "Full Conversion" then Column BA (AMOUNT) and Column BB (TAXES) BOTH values will be convert based on selected Currency in (Column L). 2. If you choose "Partial Conversion" then Column BA (AMOUNT) only will be converted based on selected currency (Column L) and Column BB (TAXES) value (INR) will be added to the converted values.
Note on K54: gepadmin: 1. If you choose "Full Conversion" then Column BA (AMOUNT) and Column BB (TAXES) BOTH values will be convert based on selected Currency in (Column L). 2. If you choose "Partial Conversion" then Column BA (AMOUNT) only will be converted based on selected currency (Column L) and Column BB (TAXES) value (INR) will be added to the converted values.
Note on K55: gepadmin: 1. If you choose "Full Conversion" then Column BA (AMOUNT) and Column BB (TAXES) BOTH values will be convert based on selected Currency in (Column L). 2. If you choose "Partial Conversion" then Column BA (AMOUNT) only will be converted based on selected currency (Column L) and Column BB (TAXES) value (INR) will be added to the converted values.
Note on K56: gepadmin: 1. If you choose "Full Conversion" then Column BA (AMOUNT) and Column BB (TAXES) BOTH values will be convert based on selected Currency in (Column L). 2. If you choose "Partial Conversion" then Column BA (AMOUNT) only will be converted based on selected currency (Column L) and Column BB (TAXES) value (INR) will be added to the converted values.
Note on K57: gepadmin: 1. If you choose "Full Conversion" then Column BA (AMOUNT) and Column BB (TAXES) BOTH values will be convert based on selected Currency in (Column L). 2. If you choose "Partial Conversion" then Column BA (AMOUNT) only will be converted based on selected currency (Column L) and Column BB (TAXES) value (INR) will be added to the converted values.
Note on K60: gepadmin: 1. If you choose "Full Conversion" then Column BA (AMOUNT) and Column BB (TAXES) BOTH values will be convert based on selected Currency in (Column L). 2. If you choose "Partial Conversion" then Column BA (AMOUNT) only will be converted based on selected currency (Column L) and Column BB (TAXES) value (INR) will be added to the converted values.
Note on K63: gepadmin: 1. If you choose "Full Conversion" then Column BA (AMOUNT) and Column BB (TAXES) BOTH values will be convert based on selected Currency in (Column L). 2. If you choose "Partial Conversion" then Column BA (AMOUNT) only will be converted based on selected currency (Column L) and Column BB (TAXES) value (INR) will be added to the converted values.
Note on K65: gepadmin: 1. If you choose "Full Conversion" then Column BA (AMOUNT) and Column BB (TAXES) BOTH values will be convert based on selected Currency in (Column L). 2. If you choose "Partial Conversion" then Column BA (AMOUNT) only will be converted based on selected currency (Column L) and Column BB (TAXES) value (INR) will be added to the converted values.
Note on K66: gepadmin: 1. If you choose "Full Conversion" then Column BA (AMOUNT) and Column BB (TAXES) BOTH values will be convert based on selected Currency in (Column L). 2. If you choose "Partial Conversion" then Column BA (AMOUNT) only will be converted based on selected currency (Column L) and Column BB (TAXES) value (INR) will be added to the converted values.
Note on K67: gepadmin: 1. If you choose "Full Conversion" then Column BA (AMOUNT) and Column BB (TAXES) BOTH values will be convert based on selected Currency in (Column L). 2. If you choose "Partial Conversion" then Column BA (AMOUNT) only will be converted based on selected currency (Column L) and Column BB (TAXES) value (INR) will be added to the converted values.
Note on K69: gepadmin: 1. If you choose "Full Conversion" then Column BA (AMOUNT) and Column BB (TAXES) BOTH values will be convert based on selected Currency in (Column L). 2. If you choose "Partial Conversion" then Column BA (AMOUNT) only will be converted based on selected currency (Column L) and Column BB (TAXES) value (INR) will be added to the converted values.
Note on K70: gepadmin: 1. If you choose "Full Conversion" then Column BA (AMOUNT) and Column BB (TAXES) BOTH values will be convert based on selected Currency in (Column L). 2. If you choose "Partial Conversion" then Column BA (AMOUNT) only will be converted based on selected currency (Column L) and Column BB (TAXES) value (INR) will be added to the converted values.
Note on K72: gepadmin: 1. If you choose "Full Conversion" then Column BA (AMOUNT) and Column BB (TAXES) BOTH values will be convert based on selected Currency in (Column L). 2. If you choose "Partial Conversion" then Column BA (AMOUNT) only will be converted based on selected currency (Column L) and Column BB (TAXES) value (INR) will be added to the converted values.
Note on K73: gepadmin: 1. If you choose "Full Conversion" then Column BA (AMOUNT) and Column BB (TAXES) BOTH values will be convert based on selected Currency in (Column L). 2. If you choose "Partial Conversion" then Column BA (AMOUNT) only will be converted based on selected currency (Column L) and Column BB (TAXES) value (INR) will be added to the converted values.
Note on K75: gepadmin: 1. If you choose "Full Conversion" then Column BA (AMOUNT) and Column BB (TAXES) BOTH values will be convert based on selected Currency in (Column L). 2. If you choose "Partial Conversion" then Column BA (AMOUNT) only will be converted based on selected currency (Column L) and Column BB (TAXES) value (INR) will be added to the converted values.
Note on K78: gepadmin: 1. If you choose "Full Conversion" then Column BA (AMOUNT) and Column BB (TAXES) BOTH values will be convert based on selected Currency in (Column L). 2. If you choose "Partial Conversion" then Column BA (AMOUNT) only will be converted based on selected currency (Column L) and Column BB (TAXES) value (INR) will be added to the converted values.
Note on K79: gepadmin: 1. If you choose "Full Conversion" then Column BA (AMOUNT) and Column BB (TAXES) BOTH values will be convert based on selected Currency in (Column L). 2. If you choose "Partial Conversion" then Column BA (AMOUNT) only will be converted based on selected currency (Column L) and Column BB (TAXES) value (INR) will be added to the converted values.
Note on K80: gepadmin: 1. If you choose "Full Conversion" then Column BA (AMOUNT) and Column BB (TAXES) BOTH values will be convert based on selected Currency in (Column L). 2. If you choose "Partial Conversion" then Column BA (AMOUNT) only will be converted based on selected currency (Column L) and Column BB (TAXES) value (INR) will be added to the converted values.
Note on K83: gepadmin: 1. If you choose "Full Conversion" then Column BA (AMOUNT) and Column BB (TAXES) BOTH values will be convert based on selected Currency in (Column L). 2. If you choose "Partial Conversion" then Column BA (AMOUNT) only will be converted based on selected currency (Column L) and Column BB (TAXES) value (INR) will be added to the converted values.
Note on K84: gepadmin: 1. If you choose "Full Conversion" then Column BA (AMOUNT) and Column BB (TAXES) BOTH values will be convert based on selected Currency in (Column L). 2. If you choose "Partial Conversion" then Column BA (AMOUNT) only will be converted based on selected currency (Column L) and Column BB (TAXES) value (INR) will be added to the converted values.
Note on K85: gepadmin: 1. If you choose "Full Conversion" then Column BA (AMOUNT) and Column BB (TAXES) BOTH values will be convert based on selected Currency in (Column L). 2. If you choose "Partial Conversion" then Column BA (AMOUNT) only will be converted based on selected currency (Column L) and Column BB (TAXES) value (INR) will be added to the converted values.
Note on K87: gepadmin: 1. If you choose "Full Conversion" then Column BA (AMOUNT) and Column BB (TAXES) BOTH values will be convert based on selected Currency in (Column L). 2. If you choose "Partial Conversion" then Column BA (AMOUNT) only will be converted based on selected currency (Column L) and Column BB (TAXES) value (INR) will be added to the converted values.
Note on K88: gepadmin: 1. If you choose "Full Conversion" then Column BA (AMOUNT) and Column BB (TAXES) BOTH values will be convert based on selected Currency in (Column L). 2. If you choose "Partial Conversion" then Column BA (AMOUNT) only will be converted based on selected currency (Column L) and Column BB (TAXES) value (INR) will be added to the converted values.
Note on K92: gepadmin: 1. If you choose "Full Conversion" then Column BA (AMOUNT) and Column BB (TAXES) BOTH values will be convert based on selected Currency in (Column L). 2. If you choose "Partial Conversion" then Column BA (AMOUNT) only will be converted based on selected currency (Column L) and Column BB (TAXES) value (INR) will be added to the converted values.
Note on K94: gepadmin: 1. If you choose "Full Conversion" then Column BA (AMOUNT) and Column BB (TAXES) BOTH values will be convert based on selected Currency in (Column L). 2. If you choose "Partial Conversion" then Column BA (AMOUNT) only will be converted based on selected currency (Column L) and Column BB (TAXES) value (INR) will be added to the converted values.
Note on K97: gepadmin: 1. If you choose "Full Conversion" then Column BA (AMOUNT) and Column BB (TAXES) BOTH values will be convert based on selected Currency in (Column L). 2. If you choose "Partial Conversion" then Column BA (AMOUNT) only will be converted based on selected currency (Column L) and Column BB (TAXES) value (INR) will be added to the converted values.
Note on K99: gepadmin: 1. If you choose "Full Conversion" then Column BA (AMOUNT) and Column BB (TAXES) BOTH values will be convert based on selected Currency in (Column L). 2. If you choose "Partial Conversion" then Column BA (AMOUNT) only will be converted based on selected currency (Column L) and Column BB (TAXES) value (INR) will be added to the converted values.
Note on K102: gepadmin: 1. If you choose "Full Conversion" then Column BA (AMOUNT) and Column BB (TAXES) BOTH values will be convert based on selected Currency in (Column L). 2. If you choose "Partial Conversion" then Column BA (AMOUNT) only will be converted based on selected currency (Column L) and Column BB (TAXES) value (INR) will be added to the converted values.
Note on K105: gepadmin: 1. If you choose "Full Conversion" then Column BA (AMOUNT) and Column BB (TAXES) BOTH values will be convert based on selected Currency in (Column L). 2. If you choose "Partial Conversion" then Column BA (AMOUNT) only will be converted based on selected currency (Column L) and Column BB (TAXES) value (INR) will be added to the converted values.
Note on K106: gepadmin: 1. If you choose "Full Conversion" then Column BA (AMOUNT) and Column BB (TAXES) BOTH values will be convert based on selected Currency in (Column L). 2. If you choose "Partial Conversion" then Column BA (AMOUNT) only will be converted based on selected currency (Column L) and Column BB (TAXES) value (INR) will be added to the converted values.
Note on K109: gepadmin: 1. If you choose "Full Conversion" then Column BA (AMOUNT) and Column BB (TAXES) BOTH values will be convert based on selected Currency in (Column L). 2. If you choose "Partial Conversion" then Column BA (AMOUNT) only will be converted based on selected currency (Column L) and Column BB (TAXES) value (INR) will be added to the converted values.
Note on K112: gepadmin: 1. If you choose "Full Conversion" then Column BA (AMOUNT) and Column BB (TAXES) BOTH values will be convert based on selected Currency in (Column L). 2. If you choose "Partial Conversion" then Column BA (AMOUNT) only will be converted based on selected currency (Column L) and Column BB (TAXES) value (INR) will be added to the converted values.
Note on K113: gepadmin: 1. If you choose "Full Conversion" then Column BA (AMOUNT) and Column BB (TAXES) BOTH values will be convert based on selected Currency in (Column L). 2. If you choose "Partial Conversion" then Column BA (AMOUNT) only will be converted based on selected currency (Column L) and Column BB (TAXES) value (INR) will be added to the converted values.
Note on K115: gepadmin: 1. If you choose "Full Conversion" then Column BA (AMOUNT) and Column BB (TAXES) BOTH values will be convert based on selected Currency in (Column L). 2. If you choose "Partial Conversion" then Column BA (AMOUNT) only will be converted based on selected currency (Column L) and Column BB (TAXES) value (INR) will be added to the converted values.
Note on K118: gepadmin: 1. If you choose "Full Conversion" then Column BA (AMOUNT) and Column BB (TAXES) BOTH values will be convert based on selected Currency in (Column L). 2. If you choose "Partial Conversion" then Column BA (AMOUNT) only will be converted based on selected currency (Column L) and Column BB (TAXES) value (INR) will be added to the converted values.
Note on K121: gepadmin: 1. If you choose "Full Conversion" then Column BA (AMOUNT) and Column BB (TAXES) BOTH values will be convert based on selected Currency in (Column L). 2. If you choose "Partial Conversion" then Column BA (AMOUNT) only will be converted based on selected currency (Column L) and Column BB (TAXES) value (INR) will be added to the converted values.
Note on K122: gepadmin: 1. If you choose "Full Conversion" then Column BA (AMOUNT) and Column BB (TAXES) BOTH values will be convert based on selected Currency in (Column L). 2. If you choose "Partial Conversion" then Column BA (AMOUNT) only will be converted based on selected currency (Column L) and Column BB (TAXES) value (INR) will be added to the converted values.
Note on K124: gepadmin: 1. If you choose "Full Conversion" then Column BA (AMOUNT) and Column BB (TAXES) BOTH values will be convert based on selected Currency in (Column L). 2. If you choose "Partial Conversion" then Column BA (AMOUNT) only will be converted based on selected currency (Column L) and Column BB (TAXES) value (INR) will be added to the converted values.
Note on K126: gepadmin: 1. If you choose "Full Conversion" then Column BA (AMOUNT) and Column BB (TAXES) BOTH values will be convert based on selected Currency in (Column L). 2. If you choose "Partial Conversion" then Column BA (AMOUNT) only will be converted based on selected currency (Column L) and Column BB (TAXES) value (INR) will be added to the converted values.
Note on K127: gepadmin: 1. If you choose "Full Conversion" then Column BA (AMOUNT) and Column BB (TAXES) BOTH values will be convert based on selected Currency in (Column L). 2. If you choose "Partial Conversion" then Column BA (AMOUNT) only will be converted based on selected currency (Column L) and Column BB (TAXES) value (INR) will be added to the converted values.
Note on K129: gepadmin: 1. If you choose "Full Conversion" then Column BA (AMOUNT) and Column BB (TAXES) BOTH values will be convert based on selected Currency in (Column L). 2. If you choose "Partial Conversion" then Column BA (AMOUNT) only will be converted based on selected currency (Column L) and Column BB (TAXES) value (INR) will be added to the converted values.
Note on K131: gepadmin: 1. If you choose "Full Conversion" then Column BA (AMOUNT) and Column BB (TAXES) BOTH values will be convert based on selected Currency in (Column L). 2. If you choose "Partial Conversion" then Column BA (AMOUNT) only will be converted based on selected currency (Column L) and Column BB (TAXES) value (INR) will be added to the converted values.
Note on K132: gepadmin: 1. If you choose "Full Conversion" then Column BA (AMOUNT) and Column BB (TAXES) BOTH values will be convert based on selected Currency in (Column L). 2. If you choose "Partial Conversion" then Column BA (AMOUNT) only will be converted based on selected currency (Column L) and Column BB (TAXES) value (INR) will be added to the converted values.
Note on K134: gepadmin: 1. If you choose "Full Conversion" then Column BA (AMOUNT) and Column BB (TAXES) BOTH values will be convert based on selected Currency in (Column L). 2. If you choose "Partial Conversion" then Column BA (AMOUNT) only will be converted based on selected currency (Column L) and Column BB (TAXES) value (INR) will be added to the converted values.
Note on K137: gepadmin: 1. If you choose "Full Conversion" then Column BA (AMOUNT) and Column BB (TAXES) BOTH values will be convert based on selected Currency in (Column L). 2. If you choose "Partial Conversion" then Column BA (AMOUNT) only will be converted based on selected currency (Column L) and Column BB (TAXES) value (INR) will be added to the converted values.
Note on K139: gepadmin: 1. If you choose "Full Conversion" then Column BA (AMOUNT) and Column BB (TAXES) BOTH values will be convert based on selected Currency in (Column L). 2. If you choose "Partial Conversion" then Column BA (AMOUNT) only will be converted based on selected currency (Column L) and Column BB (TAXES) value (INR) will be added to the converted values.
Note on K141: gepadmin: 1. If you choose "Full Conversion" then Column BA (AMOUNT) and Column BB (TAXES) BOTH values will be convert based on selected Currency in (Column L). 2. If you choose "Partial Conversion" then Column BA (AMOUNT) only will be converted based on selected currency (Column L) and Column BB (TAXES) value (INR) will be added to the converted values.
Note on K142: gepadmin: 1. If you choose "Full Conversion" then Column BA (AMOUNT) and Column BB (TAXES) BOTH values will be convert based on selected Currency in (Column L). 2. If you choose "Partial Conversion" then Column BA (AMOUNT) only will be converted based on selected currency (Column L) and Column BB (TAXES) value (INR) will be added to the converted values.
Note on K144: gepadmin: 1. If you choose "Full Conversion" then Column BA (AMOUNT) and Column BB (TAXES) BOTH values will be convert based on selected Currency in (Column L). 2. If you choose "Partial Conversion" then Column BA (AMOUNT) only will be converted based on selected currency (Column L) and Column BB (TAXES) value (INR) will be added to the converted values.
Note on K145: gepadmin: 1. If you choose "Full Conversion" then Column BA (AMOUNT) and Column BB (TAXES) BOTH values will be convert based on selected Currency in (Column L). 2. If you choose "Partial Conversion" then Column BA (AMOUNT) only will be converted based on selected currency (Column L) and Column BB (TAXES) value (INR) will be added to the converted values.
Note on K147: gepadmin: 1. If you choose "Full Conversion" then Column BA (AMOUNT) and Column BB (TAXES) BOTH values will be convert based on selected Currency in (Column L). 2. If you choose "Partial Conversion" then Column BA (AMOUNT) only will be converted based on selected currency (Column L) and Column BB (TAXES) value (INR) will be added to the converted values.
Note on K148: gepadmin: 1. If you choose "Full Conversion" then Column BA (AMOUNT) and Column BB (TAXES) BOTH values will be convert based on selected Currency in (Column L). 2. If you choose "Partial Conversion" then Column BA (AMOUNT) only will be converted based on selected currency (Column L) and Column BB (TAXES) value (INR) will be added to the converted values.
Note on K149: gepadmin: 1. If you choose "Full Conversion" then Column BA (AMOUNT) and Column BB (TAXES) BOTH values will be convert based on selected Currency in (Column L). 2. If you choose "Partial Conversion" then Column BA (AMOUNT) only will be converted based on selected currency (Column L) and Column BB (TAXES) value (INR) will be added to the converted values.
Note on K150: gepadmin: 1. If you choose "Full Conversion" then Column BA (AMOUNT) and Column BB (TAXES) BOTH values will be convert based on selected Currency in (Column L). 2. If you choose "Partial Conversion" then Column BA (AMOUNT) only will be converted based on selected currency (Column L) and Column BB (TAXES) value (INR) will be added to the converted values.
Note on K152: gepadmin: 1. If you choose "Full Conversion" then Column BA (AMOUNT) and Column BB (TAXES) BOTH values will be convert based on selected Currency in (Column L). 2. If you choose "Partial Conversion" then Column BA (AMOUNT) only will be converted based on selected currency (Column L) and Column BB (TAXES) value (INR) will be added to the converted values.
Note on K154: gepadmin: 1. If you choose "Full Conversion" then Column BA (AMOUNT) and Column BB (TAXES) BOTH values will be convert based on selected Currency in (Column L). 2. If you choose "Partial Conversion" then Column BA (AMOUNT) only will be converted based on selected currency (Column L) and Column BB (TAXES) value (INR) will be added to the converted values.
Note on K156: gepadmin: 1. If you choose "Full Conversion" then Column BA (AMOUNT) and Column BB (TAXES) BOTH values will be convert based on selected Currency in (Column L). 2. If you choose "Partial Conversion" then Column BA (AMOUNT) only will be converted based on selected currency (Column L) and Column BB (TAXES) value (INR) will be added to the converted values.
Note on K158: gepadmin: 1. If you choose "Full Conversion" then Column BA (AMOUNT) and Column BB (TAXES) BOTH values will be convert based on selected Currency in (Column L). 2. If you choose "Partial Conversion" then Column BA (AMOUNT) only will be converted based on selected currency (Column L) and Column BB (TAXES) value (INR) will be added to the converted values.
Note on K159: gepadmin: 1. If you choose "Full Conversion" then Column BA (AMOUNT) and Column BB (TAXES) BOTH values will be convert based on selected Currency in (Column L). 2. If you choose "Partial Conversion" then Column BA (AMOUNT) only will be converted based on selected currency (Column L) and Column BB (TAXES) value (INR) will be added to the converted values.
Note on K161: gepadmin: 1. If you choose "Full Conversion" then Column BA (AMOUNT) and Column BB (TAXES) BOTH values will be convert based on selected Currency in (Column L). 2. If you choose "Partial Conversion" then Column BA (AMOUNT) only will be converted based on selected currency (Column L) and Column BB (TAXES) value (INR) will be added to the converted values.
Note on K162: gepadmin: 1. If you choose "Full Conversion" then Column BA (AMOUNT) and Column BB (TAXES) BOTH values will be convert based on selected Currency in (Column L). 2. If you choose "Partial Conversion" then Column BA (AMOUNT) only will be converted based on selected currency (Column L) and Column BB (TAXES) value (INR) will be added to the converted values.
Note on K165: gepadmin: 1. If you choose "Full Conversion" then Column BA (AMOUNT) and Column BB (TAXES) BOTH values will be convert based on selected Currency in (Column L). 2. If you choose "Partial Conversion" then Column BA (AMOUNT) only will be converted based on selected currency (Column L) and Column BB (TAXES) value (INR) will be added to the converted values.
Note on K166: gepadmin: 1. If you choose "Full Conversion" then Column BA (AMOUNT) and Column BB (TAXES) BOTH values will be convert based on selected Currency in (Column L). 2. If you choose "Partial Conversion" then Column BA (AMOUNT) only will be converted based on selected currency (Column L) and Column BB (TAXES) value (INR) will be added to the converted values.
Note on K168: gepadmin: 1. If you choose "Full Conversion" then Column BA (AMOUNT) and Column BB (TAXES) BOTH values will be convert based on selected Currency in (Column L). 2. If you choose "Partial Conversion" then Column BA (AMOUNT) only will be converted based on selected currency (Column L) and Column BB (TAXES) value (INR) will be added to the converted values.
Note on K169: gepadmin: 1. If you choose "Full Conversion" then Column BA (AMOUNT) and Column BB (TAXES) BOTH values will be convert based on selected Currency in (Column L). 2. If you choose "Partial Conversion" then Column BA (AMOUNT) only will be converted based on selected currency (Column L) and Column BB (TAXES) value (INR) will be added to the converted values.
Note on K172: gepadmin: 1. If you choose "Full Conversion" then Column BA (AMOUNT) and Column BB (TAXES) BOTH values will be convert based on selected Currency in (Column L). 2. If you choose "Partial Conversion" then Column BA (AMOUNT) only will be converted based on selected currency (Column L) and Column BB (TAXES) value (INR) will be added to the converted values.
Note on K174: gepadmin: 1. If you choose "Full Conversion" then Column BA (AMOUNT) and Column BB (TAXES) BOTH values will be convert based on selected Currency in (Column L). 2. If you choose "Partial Conversion" then Column BA (AMOUNT) only will be converted based on selected currency (Column L) and Column BB (TAXES) value (INR) will be added to the converted values.
Note on K176: gepadmin: 1. If you choose "Full Conversion" then Column BA (AMOUNT) and Column BB (TAXES) BOTH values will be convert based on selected Currency in (Column L). 2. If you choose "Partial Conversion" then Column BA (AMOUNT) only will be converted based on selected currency (Column L) and Column BB (TAXES) value (INR) will be added to the converted values.
Note on K180: gepadmin: 1. If you choose "Full Conversion" then Column BA (AMOUNT) and Column BB (TAXES) BOTH values will be convert based on selected Currency in (Column L). 2. If you choose "Partial Conversion" then Column BA (AMOUNT) only will be converted based on selected currency (Column L) and Column BB (TAXES) value (INR) will be added to the converted values.
Note on K182: gepadmin: 1. If you choose "Full Conversion" then Column BA (AMOUNT) and Column BB (TAXES) BOTH values will be convert based on selected Currency in (Column L). 2. If you choose "Partial Conversion" then Column BA (AMOUNT) only will be converted based on selected currency (Column L) and Column BB (TAXES) value (INR) will be added to the converted values.
Note on K184: gepadmin: 1. If you choose "Full Conversion" then Column BA (AMOUNT) and Column BB (TAXES) BOTH values will be convert based on selected Currency in (Column L). 2. If you choose "Partial Conversion" then Column BA (AMOUNT) only will be converted based on selected currency (Column L) and Column BB (TAXES) value (INR) will be added to the converted values.
Note on K187: gepadmin: 1. If you choose "Full Conversion" then Column BA (AMOUNT) and Column BB (TAXES) BOTH values will be convert based on selected Currency in (Column L). 2. If you choose "Partial Conversion" then Column BA (AMOUNT) only will be converted based on selected currency (Column L) and Column BB (TAXES) value (INR) will be added to the converted values.
Note on K189: gepadmin: 1. If you choose "Full Conversion" then Column BA (AMOUNT) and Column BB (TAXES) BOTH values will be convert based on selected Currency in (Column L). 2. If you choose "Partial Conversion" then Column BA (AMOUNT) only will be converted based on selected currency (Column L) and Column BB (TAXES) value (INR) will be added to the converted values.
Note on K191: gepadmin: 1. If you choose "Full Conversion" then Column BA (AMOUNT) and Column BB (TAXES) BOTH values will be convert based on selected Currency in (Column L). 2. If you choose "Partial Conversion" then Column BA (AMOUNT) only will be converted based on selected currency (Column L) and Column BB (TAXES) value (INR) will be added to the converted values.
Note on K193: gepadmin: 1. If you choose "Full Conversion" then Column BA (AMOUNT) and Column BB (TAXES) BOTH values will be convert based on selected Currency in (Column L). 2. If you choose "Partial Conversion" then Column BA (AMOUNT) only will be converted based on selected currency (Column L) and Column BB (TAXES) value (INR) will be added to the converted values.
Note on K194: gepadmin: 1. If you choose "Full Conversion" then Column BA (AMOUNT) and Column BB (TAXES) BOTH values will be convert based on selected Currency in (Column L). 2. If you choose "Partial Conversion" then Column BA (AMOUNT) only will be converted based on selected currency (Column L) and Column BB (TAXES) value (INR) will be added to the converted values.
Note on K195: gepadmin: 1. If you choose "Full Conversion" then Column BA (AMOUNT) and Column BB (TAXES) BOTH values will be convert based on selected Currency in (Column L). 2. If you choose "Partial Conversion" then Column BA (AMOUNT) only will be converted based on selected currency (Column L) and Column BB (TAXES) value (INR) will be added to the converted values.
Note on K196: gepadmin: 1. If you choose "Full Conversion" then Column BA (AMOUNT) and Column BB (TAXES) BOTH values will be convert based on selected Currency in (Column L). 2. If you choose "Partial Conversion" then Column BA (AMOUNT) only will be converted based on selected currency (Column L) and Column BB (TAXES) value (INR) will be added to the converted values.
Note on K197: gepadmin: 1. If you choose "Full Conversion" then Column BA (AMOUNT) and Column BB (TAXES) BOTH values will be convert based on selected Currency in (Column L). 2. If you choose "Partial Conversion" then Column BA (AMOUNT) only will be converted based on selected currency (Column L) and Column BB (TAXES) value (INR) will be added to the converted values.
Note on K17: gepadmin: 1. If you choose "Full Conversion" then Column BA (AMOUNT) and Column BB (TAXES) BOTH values will be convert based on selected Currency in (Column L). 2. If you choose "Partial Conversion" then Column BA (AMOUNT) only will be converted based on selected currency (Column L) and Column BB (TAXES) value (INR) will be added to the converted values.
Note on K19: gepadmin: 1. If you choose "Full Conversion" then Column BA (AMOUNT) and Column BB (TAXES) BOTH values will be convert based on selected Currency in (Column L). 2. If you choose "Partial Conversion" then Column BA (AMOUNT) only will be converted based on selected currency (Column L) and Column BB (TAXES) value (INR) will be added to the converted values.
Note on K21: gepadmin: 1. If you choose "Full Conversion" then Column BA (AMOUNT) and Column BB (TAXES) BOTH values will be convert based on selected Currency in (Column L). 2. If you choose "Partial Conversion" then Column BA (AMOUNT) only will be converted based on selected currency (Column L) and Column BB (TAXES) value (INR) will be added to the converted values.
Note on K22: gepadmin: 1. If you choose "Full Conversion" then Column BA (AMOUNT) and Column BB (TAXES) BOTH values will be convert based on selected Currency in (Column L). 2. If you choose "Partial Conversion" then Column BA (AMOUNT) only will be converted based on selected currency (Column L) and Column BB (TAXES) value (INR) will be added to the converted values.
Note on K24: gepadmin: 1. If you choose "Full Conversion" then Column BA (AMOUNT) and Column BB (TAXES) BOTH values will be convert based on selected Currency in (Column L). 2. If you choose "Partial Conversion" then Column BA (AMOUNT) only will be converted based on selected currency (Column L) and Column BB (TAXES) value (INR) will be added to the converted values.
Note on K27: gepadmin: 1. If you choose "Full Conversion" then Column BA (AMOUNT) and Column BB (TAXES) BOTH values will be convert based on selected Currency in (Column L). 2. If you choose "Partial Conversion" then Column BA (AMOUNT) only will be converted based on selected currency (Column L) and Column BB (TAXES) value (INR) will be added to the converted values.
Note on K28: gepadmin: 1. If you choose "Full Conversion" then Column BA (AMOUNT) and Column BB (TAXES) BOTH values will be convert based on selected Currency in (Column L). 2. If you choose "Partial Conversion" then Column BA (AMOUNT) only will be converted based on selected currency (Column L) and Column BB (TAXES) value (INR) will be added to the converted values.
Note on K30: gepadmin: 1. If you choose "Full Conversion" then Column BA (AMOUNT) and Column BB (TAXES) BOTH values will be convert based on selected Currency in (Column L). 2. If you choose "Partial Conversion" then Column BA (AMOUNT) only will be converted based on selected currency (Column L) and Column BB (TAXES) value (INR) will be added to the converted values.

## Macros
Please Enable Macros to View BoQ information