## BoQ1 (hidden)
Percentage BoQ
BoQ_Ver3.1 | Percentage | Normal | INR Only | INR
Select, At Par, Excess (+), Less (-) |  | IOCL
Tender Inviting Authority: DOIP, IIT Kanpur
Name of Work: Setting right and renovation works of House No. 440, 601, 636, 3052 and adjacent Servant Quarters and Garages (SH: Civil and Electrical)
NIT No: Composite/03/10/2023-2
Name of the Bidder/ Bidding Firm / Company :
PRICE SCHEDULE (This BOQ template must not be modified/replaced by the bidder and the same should be uploaded after filling the relevant columns, else the bidder is liable to be rejected for this tender. Bidders are allowed to enter the Bidder Name and Values only )
NUMBER # | TEXT # | TEXT # | NUMBER # | TEXT # | NUMBER | NUMBER | TEXT | TEXT # | NUMBER # | TEXT# | TEXT # | NUMBER # | NUMBER | NUMBER | NUMBER | NUMBER | TEXT | TEXT | NUMBER | NUMBER | NUMBER | NUMBER | TEXT | TEXT | NUMBER | NUMBER | NUMBER | NUMBER | TEXT | TEXT | NUMBER | NUMBER | NUMBER | NUMBER | TEXT | TEXT | NUMBER | NUMBER | NUMBER | NUMBER | TEXT | TEXT | NUMBER | NUMBER | NUMBER # | NUMBER # | TEXT | TEXT | NUMBER # | NUMBER # | DATE | NUMBER # | NUMBER # | TEXT #
Sl. No. | Item Description | Item Code / Make | Quantity | Units | Estimated Rate in Rs. P |  |  | Addition / Deduction | Addition / Deduction Values | Currency Convertion against each Item | Quoted Currency in INR / Other Currency | BASIC RATE In Figures To be entered by the Bidder Rs. P | Excise Duty | VAT | Freight Charges ( Unloading & Stacking) | Any Other Taxes/Duties/Levies |  |  | Other Taxes 2 | IIIrd Party i.e DGS&D / RITES etc Inspection Charges @0.34%+Service Tax | Less for Cenvat Credit,if any respect of Supplies Under full Excise Duty Category | [30 empty] | TOTAL AMOUNT in Rs. P | TOTAL AMOUNT With Taxes | TOTAL AMOUNT In Words
1 | 2 | 3 | 4 | 5 | 6 | 7 | 8 | 9 | 10 | 11 | 12 | 13 | 14 | 15 | 16 | 17 | 18 | 19 | 20 | 21 | 22 | 23 | 24 | 25 | 26 | 27 | 28 | 29 | 30 | 31 | 32 | 33 | 34 | 35 | 36 | 37 | 38 | 39 | 40 | 41 | 42 | 43 | 44 | 45 | 46 | 47 | 48 | 49 | 50 | 51 | 52 | 7 | 54 | 8
1 | Component | [53 empty] | 1 | Component |  |  |  | 1 | Component
1.01 | Carriage of Materials | item no.1 | [52 empty] | 1.01 | Supply installation testing and commissioning of cubical type LT panel-01 (IEC 61439 ) suitable for 4000Amp 415V, 3 phase, 4 wire 50 Hz AC supply system fabricated in compartmentalized (preferable) design from CRCA sheet steel of 2mm thick for frame work and covers. 3mm thick for gland plated i/c cleaning & finishing complete with 7 tank process for powder coating in approved shade, having suitable capacity extensible type FP Aluminium alloy Bus bars of high conductivity. DMC.SMC bus bar supports, with short circuit withstand capacity of 50 KA for 1 sec. bottom base channel of MS section not less than 100mm x 50mm x 5mm thick, fabrication shall be done in transportable sections, entire panel shall have a common earth bar of suitable size at the rear with 2 Nos earth solid connections from main bus bar to switch gears with required 1.5 sqmm zero halogen fire retardant low smoke insulated copper conductor s/c cable, cable alleys, cable gland plate in two half. | item no.1 |  |  | 1.01 | Carriage of Materials | item no.1
1.02 | By Mechanical Transport including loading,unloading and stacking | item no.2 | [52 empty] | 1.02 | The panel shall be equipped with relays, timers set of CT's for metering & protection and energy analyser/meter (on all incomer and outgoing feeders) to indicate current phase, line voltage, frequency, power factor, KWH, KVARH. Provision of over load, short circuit, restricted earth fault, under frequency control cabling and interlocking, suitable cable termination chambers/ bus bars extension and providing indicating lamps of phases for all feeders complete with foundation as per drawing and specifications amended up to date complete. and attached specification. | item no.2 |  |  | 1.02 | By Mechanical Transport including loading,unloading and stacking | item no.2
1.03 | Lime, moorum, building rubbish Lead - 2 km | item no.3 | 2 | cum | 143.08 |  |  | Excess(+) | 1 | Full Conversion | INR | [40 empty] | 286 | 286 | INR Two Hundred & Eighty Six Only | 1.03 | Incoming | item no.3 |  |  | 1.03 | Lime, moorum, building rubbish Lead - 2 km | item no.3 | 2 | cum
1.04 | EARTH WORK | item no.4 | [52 empty] | 1.04 | 2 No's 4000A, FP, EDO,50KA, ACB with microprocessor release (O/L, S/C & E/F protention) saftey shutter,SCM, CC, 4NO+4NC Aux. Contacts, interlock, shunt Trip contact T&C. etc. suitable to connect with the bus duct and through cables. ABB-Emax2/ Schneider MTZ/Siemens 3VA | item no.4 |  |  | 1.04 | EARTH WORK | item no.4
1.05 | Earth work in surface excavation not exceeding 30 cm in depth but exceeding 1.5 m in width as well as 10 sqm on plan including getting out and disposal of excavated earth upto 50 m and lift upto 1.5 m, as directed by Engineer-in- Charge: | item no.5 | [52 empty] | 1.05 | breaker control switch TNC, Digital voltmeter/Ammeter Cl-1.0 with selector switch, Electronic KWH meter Cl-1.0, CT-4000/5A, Cl1.0, 15KVA cast rasin for metering, protection CTs 4000/5A, Cl-5P10, 15VA cast rasin IDMT relay , Trip circuit supervision relay , Phase indicating Lamp LED Type"Red, Tellow, Blue" Auto / Amnual selector switch Auxiliary contactors with 2NO+2NC , 2A SP MCB 10KA for cont. CKT. | item no.5 |  |  | 1.05 | Earth work in surface excavation not exceeding 30 cm in depth but exceeding 1.5 m in width as well as 10 sqm on plan including getting out and disposal of excavated earth upto 50 m and lift upto 1.5 m, as directed by Engineer-in- Charge: | item no.5
1.06 | All kinds of soil | item no.6 | 30 | sqm | 93.82 |  |  | Excess(+) | 1 | Full Conversion | INR | [40 empty] | 2815 | 2815 | INR Two Thousand Eight Hundred & Fifteen Only | 1.06 | Both Incomer shall have class-b SPD of DEHN make. With 50KA 40A MPCB Protection. | item no.6 |  |  | 1.06 | All kinds of soil | item no.6 | 30 | sqm
1.07 | Earth work in excavation by mechanical means (Hydraulic excavator) / manual means in foundation trenches or drains (not exceeding 1.5 m in width or 10 sqm on plan), including dressing of sides and ramming of bottoms, lift upto 1.5 m, including getting out the excavated soil and disposal of surplus excavated soil as directed, within a lead of 50 m. | item no.7 | [52 empty] | 1.07 | Bus bar: 1 No.4000 A, 50HZ, FP, Aliminium Bus Bar | item no.7 |  |  | 1.07 | Earth work in excavation by mechanical means (Hydraulic excavator) / manual means in foundation trenches or drains (not exceeding 1.5 m in width or 10 sqm on plan), including dressing of sides and ramming of bottoms, lift upto 1.5 m, including getting out the excavated soil and disposal of surplus excavated soil as directed, within a lead of 50 m. | item no.7
1.08 | All kinds of soil. | item no.8 | 4.1 | cum | 251.51 |  |  | Excess(+) | 1 | Full Conversion | INR | [40 empty] | 1031 | 1031 | INR One Thousand &Thirty One Only | 1.08 | OutGoing: | item no.8 |  |  | 1.08 | All kinds of soil. | item no.8 | 4.1 | cum
1.09 | Excavating trenches of required width for pipes, cables, etc including excavation for sockets, and dressing of sides, ramming of bottoms, depth upto 1.5 m, including getting out the excavated soil, and then returning the soil as required, in layers not exceeding 20 cm in depth, including consolidating each deposited layer by ramming, watering, etc. and disposing of surplus excavated soil as directed, within a lead of 50 m : | item no.9 | [52 empty] | 1.09 | 2 nos.2500 A, FP, EDO, 50 kA ACB with MPR based release (O/L, S/C & E/F protection) safety shutter, Aux. contacts 4NONC-2Nos, Breaker control switch TNC- 2Nos. 2A SP MCB 10KA for cont. CKT- 2nos. | item no.9 |  |  | 1.09 | Excavating trenches of required width for pipes, cables, etc including excavation for sockets, and dressing of sides, ramming of bottoms, depth upto 1.5 m, including getting out the excavated soil, and then returning the soil as required, in layers not exceeding 20 cm in depth, including consolidating each deposited layer by ramming, watering, etc. and disposing of surplus excavated soil as directed, within a lead of 50 m : | item no.9
1.1 | All kinds of soil | item no.10 | [52 empty] | 1.1 | 2 nos.1600 A, FP, EDO, 50 kA ACB with MPR based release (O/L, S/C & E/F protection) safety shutter, Aux. contacts 4NONC-2Nos, Breaker control switch TNC- 2Nos. 2A SP MCB 10KA for cont. CKT- 2nos. | item no.10 |  |  | 1.1 | All kinds of soil | item no.10
1.11 | Pipes, cables etc. exceeding 80 mm dia. But not exceeding 300 mm dia | item no.11 | 8 | metre | 365.94 |  |  | Excess(+) | 1 | Full Conversion | INR | [40 empty] | 2928 | 2928 | INR Two Thousand Nine Hundred & Twenty Eight Only | 1.11 | 3 nos. 800 A, FP, 36 kA,MCCB with thermomagnetic release O/C,S/C protection, rotary operated handle mechanism-3Nos, FP Spreader(8x3=24Nos) for MCCB 800A- 3 Nos | item no.11 |  |  | 1.11 | Pipes, cables etc. exceeding 80 mm dia. But not exceeding 300 mm dia | item no.11 | 8 | metre
1.12 | Supplying and filling in plinth with sand under floors, including watering, ramming, consolidating and dressing complete. | item no.12 | 1.5 | cum | 1894.96 |  |  | Excess(+) | 1 | Full Conversion | INR | [40 empty] | 2842 | 2842 | INR Two Thousand Eight Hundred & Forty Two Only | 1.12 | 2 nos. 630 A, FP, 36 kA,MCCB with thermomagnetic release O/C,S/C protection, rotary operated handle mechanism-2Nos, FP Spreader(8x2=16Nos) for MCCB 630A- 2Nos | item no.12 |  |  | 1.12 | Supplying and filling in plinth with sand under floors, including watering, ramming, consolidating and dressing complete. | item no.12 | 1.5 | cum
1.13 | Excavating holes more than 0.10 cum & upto 0.5 cum including getting out the excavated soil, then returning the soil as required in layers not exceeding 20cm in depth, including consolidating each deposited layer by ramming, watering etc, disposing of surplus excavated soil, as directed within a lead of 50 m and lift upto 1.5 m. | item no.13 | [52 empty] | 1.13 | 4 nos. 400 A, FP, 36 kA,MCCB with thermomagnetic release O/C,S/C protection, rotary operated handle mechanism-4Nos, FP Spreader(8x4=32Nos) for MCCB 400A- 4 Nos | item no.13 |  |  | 1.13 | Excavating holes more than 0.10 cum & upto 0.5 cum including getting out the excavated soil, then returning the soil as required in layers not exceeding 20cm in depth, including consolidating each deposited layer by ramming, watering etc, disposing of surplus excavated soil, as directed within a lead of 50 m and lift upto 1.5 m. | item no.13
1.14 | All kinds of soil | item no.14 | 2 | each | 78.83 |  |  | Excess(+) | 1 | Full Conversion | INR | [40 empty] | 158 | 158 | INR One Hundred & Fifty Eight Only | 1.14 | all out goings with ON.OFF, Trip, Spring charge indication.communicable type Digital multifunction energy meter(RS 485).Digital Amp meter with selector switches etc. | item no.14 |  |  | 1.14 | All kinds of soil | item no.14 | 2 | each
1.15 | Supplying chemical emulsion in sealed containers including delivery as specified. | item no.15 | [57 empty] | 1.15 | Supplying chemical emulsion in sealed containers including delivery as specified. | item no.15
1.16 | Chlorpyriphos emulsifiable concentrate of 20% | item no.16 | 20 | litre | 176.15 |  |  | Excess(+) | 1 | Full Conversion | INR | [40 empty] | 3523 | 3523 | INR Three Thousand Five Hundred & Twenty Three Only | [5 empty] | 1.16 | Chlorpyriphos emulsifiable concentrate of 20% | item no.16 | 20 | litre
1.17 | CEMENT CONCRETE (CAST IN SITU) | item no.17 | [52 empty] | 1.15 | Note : All ACBs and MCCB's aux. contacts for ON/OFF and trip spare contacts to be wired up to terminal block. | item no.15 | 1 | No. | 1.17 | CEMENT CONCRETE (CAST IN SITU) | item no.17
1.18 | Providing and laying in position cement concrete of specified grade excluding the cost of centering and shuttering - All work up to plinth level : | item no.18 | [52 empty] | 1.16 | Supply installation testing and commissioning of cubical type DG set LT panel -2 (IEC 61439), suitable for 1600 Amp 415V, 3 phase, 4 wire 50 Hz AC supply system fabricated in compartmentalized (preferable) design from CRCA sheet steel of 2mm thick for frame work and covers. 3mm thick for gland plated i/c cleaning & finishing complete with 7 tank process for powder coating in approved shade, having suitable capacity extensible type FP Aluminium alloy Bus bars of high conductivity. DMC.SMC bus bar supports, with short circuit withstand capacity of 50 KA for 1 sec. bottom base channel of MS section not less than 100mm x 50mm x 5mm thick, fabrication shall be done in transportable sections, entire panel shall have a common earth bar of suitable size at the rear with 2 Nos earth solid connections from main bus bar to switch gears with required 1.5 sqmm zero halogen fire retardant low smoke insulated copper conductor s/c cable, cable alleys, cable gland plate in two half. | item no.16 |  |  | 1.18 | Providing and laying in position cement concrete of specified grade excluding the cost of centering and shuttering - All work up to plinth level : | item no.18
1.19 | 1:2:4 (1 cement : 2 coarse sand (zone-III) derived from natural sources : 4 graded stone aggregate 20 mm nominal size derived from natural sources) | item no.19 | 3.19 | cum | 6457.83 |  |  | Excess(+) | 1 | Full Conversion | INR | [40 empty] | 20600 | 20600 | INR Twenty Thousand Six Hundred Only | 1.17 | The panel shall be equipped with relays, timers set of CT's for metering & protection and energy analyser/meter to indicate current phase, line voltage, frequency, power factor, KWH, KVARH. Provision of over load, short circuit, restricted earth fault, under frequency control cabling and interlocking, suitable cable termination chambers/ bus bars extension and providing indicating lamps of phases for all feeders complete with foundation as per drawing and specifications amended up to date complete. and attached specification. | item no.17 |  |  | 1.19 | 1:2:4 (1 cement : 2 coarse sand (zone-III) derived from natural sources : 4 graded stone aggregate 20 mm nominal size derived from natural sources) | item no.19 | 3.19 | cum
1.2 | Providing and laying cement concrete in retaining walls, return walls, walls (any thickness) including attached pilasters, columns, piers, abutments, pillars, posts, struts, buttresses, string or lacing courses, parapets, coping, bed blocks, anchor blocks, plain window sills, fillets, sunken floor etc., up to floor five level, excluding the cost of centering, shuttering and finishing: | item no.20 | [52 empty] | 1.18 | Incoming | item no.18 |  |  | 1.2 | Providing and laying cement concrete in retaining walls, return walls, walls (any thickness) including attached pilasters, columns, piers, abutments, pillars, posts, struts, buttresses, string or lacing courses, parapets, coping, bed blocks, anchor blocks, plain window sills, fillets, sunken floor etc., up to floor five level, excluding the cost of centering, shuttering and finishing: | item no.20
1.21 | 1:2:4 (1 Cement : 2 coarse sand (zone-III) derived from natural sources : 4 graded stone aggregate 20 mm nominal size derived from natural sources) | item no.21 | 1.5 | cum | 8220.25 |  |  | Excess(+) | 1 | Full Conversion | INR | [40 empty] | 12330 | 12330 | INR Twelve Thousand Three Hundred & Thirty Only | 1.19 | 3 No's 1250A, FP, 50KA, 4 pole ACB ( for 3x750 KVA SG sets) with microprocessor release (O/L, S/C & E/F protention) saftey shutter,SCM, CC, 4NO+4NC Aux. Contacts, interlock, shunt Trip contact T&C. etc. with 2 nos. 1250 A bus coupler (DG1 & DG2) (DG2-DG3) with all protections and metering. | item no.19 |  |  | 1.21 | 1:2:4 (1 Cement : 2 coarse sand (zone-III) derived from natural sources : 4 graded stone aggregate 20 mm nominal size derived from natural sources) | item no.21 | 1.5 | cum
1.22 | Providing and laying damp-proof course 40mm thick with cement concrete 1:2:4 (1 cement : 2 coarse sand (zone-III) derived from natural sources : 4 graded stone aggregate 12.5mm nominal size derived from natural sources) | item no.22 | 0.5 | sqm | 325.16 |  |  | Excess(+) | 1 | Full Conversion | INR | [40 empty] | 163 | 163 | INR One Hundred & Sixty Three Only | 1.2 | breaker control switch TNC, Digital voltmeter/Ammeter Cl-1.0 with selector switch, Electronic KWH meter Cl-1.0, CT-1250/5A, Cl1.0, 15VA cast rasin for metering, protection CTs 1250/5A, Cl-5P10, 15VA cast rasin IDMT relay , Trip circuit supervision relay , Phase indicating Lamp LED Type"Red, Tellow, Blue" Auto / Amnual selector switch Auxiliary contactors with 2NO+2NC , 2A SP MCB 10KA for cont. CKT. | item no.20 |  |  | 1.22 | Providing and laying damp-proof course 40mm thick with cement concrete 1:2:4 (1 cement : 2 coarse sand (zone-III) derived from natural sources : 4 graded stone aggregate 12.5mm nominal size derived from natural sources) | item no.22 | 0.5 | sqm
1.23 | Extra for providing and mixing water proofing material in cement concrete work in doses by weight of cement as per manufacturer's specification. | item no.23 | 0.1 | per 50kg cement | 50.11 |  |  | Excess(+) | 1 | Full Conversion | INR | [40 empty] | 5 | 5 | INR Five Only | 1.21 | All the Incomer shall have class-b SPD of DEHN make. With 50KA 40A MPCB Protection. | item no.21 |  |  | 1.23 | Extra for providing and mixing water proofing material in cement concrete work in doses by weight of cement as per manufacturer's specification. | item no.23 | 0.1 | per 50kg cement
1.24 | Making plinth protection 50mm thick of cement concrete 1:3:6 (1 cement : 3 coarse sand (zone-III) derived from natural sources : 6 graded stone aggregate 20 mm nominal size derived from natural sources) over 75mm thick bed of dry brick ballast 40 mm nominal size, well rammed and consolidated and grouted with fine sand, including necessary excavation, levelling & dressing & finishing the top smooth. | item no.24 | 17.5 | sqm | 597.68 |  |  | Excess(+) | 1 | Full Conversion | INR | [40 empty] | 10459 | 10459 | INR Ten Thousand Four Hundred & Fifty Nine Only | 1.22 | Bus bar: 1 No.1600 A, 50HZ, FP, Aliminium Bus Bar | item no.22 |  |  | 1.24 | Making plinth protection 50mm thick of cement concrete 1:3:6 (1 cement : 3 coarse sand (zone-III) derived from natural sources : 6 graded stone aggregate 20 mm nominal size derived from natural sources) over 75mm thick bed of dry brick ballast 40 mm nominal size, well rammed and consolidated and grouted with fine sand, including necessary excavation, levelling & dressing & finishing the top smooth. | item no.24 | 17.5 | sqm
1.25 | Centering and shuttering including strutting, propping etc. and removal of form work for : | item no.25 | [57 empty] | 1.25 | Centering and shuttering including strutting, propping etc. and removal of form work for : | item no.25
1.26 | Foundations, footings, bases for columns | item no.26 | 1 | sqm | 270.01 |  |  | Excess(+) | 1 | Full Conversion | INR | [40 empty] | 270 | 270 | INR Two Hundred & Seventy Only | [5 empty] | 1.26 | Foundations, footings, bases for columns | item no.26 | 1 | sqm
1.27 | REINFORCED CEMENT CONCRETE | item no.27 | [52 empty] | 1.23 | OutGoing: | item no.23 |  |  | 1.27 | REINFORCED CEMENT CONCRETE | item no.27
1.28 | Reinforced cement concrete work in walls (any thickness), including attached pilasters, buttresses, plinth and string courses, fillets, columns, pillars, piers, abutments, posts and struts etc. above plinth level up to floor five level, excluding cost of centering, shuttering, finishing and reinforcement : | item no.28 | [52 empty] | 1.24 | 3 nos. 800 A, FP, 36 kA,MCCB with thermomagnetic release O/C,S/C protection, rotary operated handle mechanism- 3Nos, 2A SP MCB for cont. CKT.- 3 Nos | item no.24 |  |  | 1.28 | Reinforced cement concrete work in walls (any thickness), including attached pilasters, buttresses, plinth and string courses, fillets, columns, pillars, piers, abutments, posts and struts etc. above plinth level up to floor five level, excluding cost of centering, shuttering, finishing and reinforcement : | item no.28
1.29 | 1:1.5:3 (1 cement : 1.5 coarse sand(zone-III) derived from natu- ral sources : 3 graded stone aggregate 20 mm nominal size derived from natural sources) | item no.29 | 0.61 | cum | 8930.34 |  |  | Excess(+) | 1 | Full Conversion | INR | [40 empty] | 5448 | 5448 | INR Five Thousand Four Hundred & Forty Eight Only | 1.25 | 8 nos. 400 A, FP, 36 kA,MCCB with thermomagnetic release O/C,S/C protection, rotary operated handle mechanism- 8Nos, 2A SP MCB for cont. CKT.- 8 Nos | item no.25 |  |  | 1.29 | 1:1.5:3 (1 cement : 1.5 coarse sand(zone-III) derived from natu- ral sources : 3 graded stone aggregate 20 mm nominal size derived from natural sources) | item no.29 | 0.61 | cum
1.3 | Reinforced cement concrete work in beams, suspended floors, roofs having slope up to 15° landings, balconies, shelves, chajjas, lintels, bands, plain window sills, staircases and spiral stair cases above plinth level up to floor five level, excluding the cost of centering, shuttering, finishing and reinforcement with 1:1.5:3 (1 cement : 1.5 coarse sand(zone-III) derived from natural sources : 3 graded stone aggregate 20 mm nominal size derived from natural sources). | item no.30 | 5.55 | cum | 9398.77 |  |  | Excess(+) | 1 | Full Conversion | INR | [40 empty] | 52163 | 52163 | INR Fifty Two Thousand One Hundred & Sixty Three Only | 1.26 | 4 nos. 250 A, FP, 36 kA,MCCB with thermomagnetic release O/C,S/C protection - 3nos, rotary operated handle mechanism-4Nos, FP Spreader for MCCB 250A- 4 Nos | item no.26 |  |  | 1.3 | Reinforced cement concrete work in beams, suspended floors, roofs having slope up to 15° landings, balconies, shelves, chajjas, lintels, bands, plain window sills, staircases and spiral stair cases above plinth level up to floor five level, excluding the cost of centering, shuttering, finishing and reinforcement with 1:1.5:3 (1 cement : 1.5 coarse sand(zone-III) derived from natural sources : 3 graded stone aggregate 20 mm nominal size derived from natural sources). | item no.30 | 5.55 | cum
1.31 | Centering and shuttering including strutting, propping etc. and removal of form for | item no.31 | [52 empty] | 1.27 | all outgoings with ON,OFF,Trip, spring charge indication. Communicable Digital multifunction energy meter(RS 485) . Digital Amp meter with selector switches etc. | item no.27 |  |  | 1.31 | Centering and shuttering including strutting, propping etc. and removal of form for | item no.31
1.32 | Foundations, footings, bases of columns, etc. for mass concrete | item no.32 | 1.6 | sqm | 270.01 |  |  | Excess(+) | 1 | Full Conversion | INR | [40 empty] | 432 | 432 | INR Four Hundred & Thirty Two Only | 1.28 | Note : All ACBs and MCCB's aux. contacts for ON/OFF and trip spare contacts to be wired up to terminal block. | item no.28 | 1 | Nos. | 1.32 | Foundations, footings, bases of columns, etc. for mass concrete | item no.32 | 1.6 | sqm
1.33 | Walls (any thickness) including attached pilasters, butteresses, plinth and string courses etc. | item no.33 | 2.3 | sqm | 587.07 |  |  | Excess(+) | 1 | Full Conversion | INR | [40 empty] | 1350 | 1350 | INR One Thousand Three Hundred & Fifty Only | 1.29 | S&I, testing & commissioning 4000 amp TPN aluminum bus duct with MS enclosure, as pe r enclosed specifications E-02. | item no.29 | 15 | Mtr. | 1.33 | Walls (any thickness) including attached pilasters, butteresses, plinth and string courses etc. | item no.33 | 2.3 | sqm
1.34 | Suspended floors, roofs, landings, balconies and access platform | item no.34 | 6 | sqm | 672.12 |  |  | Excess(+) | 1 | Full Conversion | INR | [40 empty] | 4033 | 4033 | INR Four Thousand &Thirty Three Only | 1.3 | S&I, testing & commissioning 4000amp TPN copper flexible links to connect tranformer LT bus duct as per enclosed specifications E-02. | item no.30 | 1 | Set | 1.34 | Suspended floors, roofs, landings, balconies and access platform | item no.34 | 6 | sqm
1.35 | Shelves (Cast in situ) | item no.35 | 13 | sqm | 672.12 |  |  | Excess(+) | 1 | Full Conversion | INR | [40 empty] | 8738 | 8738 | INR Eight Thousand Seven Hundred & Thirty Eight Only | 1.31 | Earthing with G.I. earth plate 600 mm X 600 mm X 6 mm thick including accessories, and providing masonry enclosure with cover plate having locking arrangement and watering pipe of 2.7 metre long etc. with charcoal/ coke and salt as required. | item no.31 | 5 | Nos. | 1.35 | Shelves (Cast in situ) | item no.35 | 13 | sqm
1.36 | Stairs, (excluding landings) except spiral-staircases | item no.36 | 18.6 | sqm | 576.72 |  |  | Excess(+) | 1 | Full Conversion | INR | [40 empty] | 10727 | 10727 | INR Ten Thousand Seven Hundred & Twenty Seven Only | 1.32 | Providing and fixing 25 mm X 5 mm G.I. strip on surface or in recess for connections etc. as required. | item no.32 | 100 | Mtr. | 1.36 | Stairs, (excluding landings) except spiral-staircases | item no.36 | 18.6 | sqm
1.37 | Edges of slabs and breaks in floors and walls | item no.37 | [52 empty] | 1.33 | Supplying and making end termination with brass compression gland and aluminium lugs for following size of PVC insulated and PVC sheathed / XLPE aluminium conductor cable of 1.1 KV grade as required. | item no.33 |  |  | 1.37 | Edges of slabs and breaks in floors and walls | item no.37
1.38 | Under 20 cm wide | item no.38 | 30 | metre | 159.49 |  |  | Excess(+) | 1 | Full Conversion | INR | [40 empty] | 4785 | 4785 | INR Four Thousand Seven Hundred & Eighty Five Only | 1.34 | 3½ X 400 sq. mm (82mm) | item no.34 | 50 | Nos. | 1.38 | Under 20 cm wide | item no.38 | 30 | metre
1.39 | Above 20 cm wide | item no.39 | 3 | sqm | 676.98 |  |  | Excess(+) | 1 | Full Conversion | INR | [40 empty] | 2031 | 2031 | INR Two Thousand &Thirty One Only | 1.35 | Supplying and making straight through joint with heat shrinkable kit including ferrules and other jointing materials for following size of PVC insulated and PVC sheathed / XLPE aluminium conductor cable of 1.1 KV grade as required. | item no.35 |  |  | 1.39 | Above 20 cm wide | item no.39 | 3 | sqm
1.4 | Steel reinforcement for R.C.C. work including straightening, cutting, bending, placing in position and binding all complete upto plinth level. | item no.40 | [52 empty] | 1.36 | 3½ X 300 sq. mm | item no.36 | 4 | Nos. | 1.4 | Steel reinforcement for R.C.C. work including straightening, cutting, bending, placing in position and binding all complete upto plinth level. | item no.40
1.41 | Thermo-Mechanically Treated bars of grade Fe-500D or more. | item no.41 | 805 | kg | 78.61 |  |  | Excess(+) | 1 | Full Conversion | INR | [40 empty] | 63281 | 63281 | INR Sixty Three Thousand Two Hundred & Eighty One Only | 1.37 | 3½ X 400 sq. mm | item no.37 | 4 | Nos. | 1.41 | Thermo-Mechanically Treated bars of grade Fe-500D or more. | item no.41 | 805 | kg
1.42 | Add for plaster drip course/ groove in plastered surface or moulding to R.C.C. projections. | item no.42 | 135 | metre | 56.73 |  |  | Excess(+) | 1 | Full Conversion | INR | [40 empty] | 7659 | 7659 | INR Seven Thousand Six Hundred & Fifty Nine Only | 1.38 | Providing, laying and fixing following dia G.I. pipe (medium class) in ground complete with G.I. fittings including trenching (75 cm deep)and re-filling etc. as required | item no.38 |  |  | 1.42 | Add for plaster drip course/ groove in plastered surface or moulding to R.C.C. projections. | item no.42 | 135 | metre
1.43 | Small lintels not exceeding 1.5 m clear span, moulding as in cornices, window sills, string courses, bands, copings, bed plates, anchor blocks and the like | item no.43 | 14 | sqm | 270 |  |  | Excess(+) | 1 | Full Conversion | INR | [40 empty] | 3780 | 3780 | INR Three Thousand Seven Hundred & Eighty Only | [5 empty] | 1.43 | Small lintels not exceeding 1.5 m clear span, moulding as in cornices, window sills, string courses, bands, copings, bed plates, anchor blocks and the like | item no.43 | 14 | sqm
1.44 | MASONRY WORK | item no.44 | [52 empty] | 1.39 | 100 mm Dia | item no.39 | 50 | Mtr. | 1.44 | MASONRY WORK | item no.44
1.45 | Brick work with common burnt clay F.P.S. (non modular) bricks of class designation 7.5 in foundation and plinth in: | item no.45 | [52 empty] | 1.4 | Providing brick work (in width 225 mm or more) with F.P.S. bricks of class designation 7.5 in cement mortar 1:4 (1 cement : 4 coarse sand) at all levels | item no.40 | 2 | Cum | 1.45 | Brick work with common burnt clay F.P.S. (non modular) bricks of class designation 7.5 in foundation and plinth in: | item no.45
1.46 | Cement mortar 1:6 (1 cement : 6 coarse sand) | item no.46 | 2.7 | cum | 5838.01 |  |  | Excess(+) | 1 | Full Conversion | INR | [40 empty] | 15763 | 15763 | INR Fifteen Thousand Seven Hundred & Sixty Three Only | [5 empty] | 1.46 | Cement mortar 1:6 (1 cement : 6 coarse sand) | item no.46 | 2.7 | cum
1.47 | Brick work with common burnt clay F.P.S. (non modular) bricks of class designation 7.5 in superstructure above plinth level up to floor V level in all shapes and sizes in : | item no.47 | [57 empty] | 1.47 | Brick work with common burnt clay F.P.S. (non modular) bricks of class designation 7.5 in superstructure above plinth level up to floor V level in all shapes and sizes in : | item no.47
1.48 | Cement mortar 1:6 (1 cement : 6 coarse sand) | item no.48 | 21.75 | cum | 7267.3 |  |  | Excess(+) | 1 | Full Conversion | INR | [40 empty] | 158064 | 158064 | INR One Lakh Fifty Eight Thousand &Sixty Four Only | [5 empty] | 1.48 | Cement mortar 1:6 (1 cement : 6 coarse sand) | item no.48 | 21.75 | cum
1.49 | Half brick masonry with common burnt clay F.P.S. (non modular) bricks of class designation 7.5 in superstructure above plinth level up to floor V level. | item no.49 | [57 empty] | 1.49 | Half brick masonry with common burnt clay F.P.S. (non modular) bricks of class designation 7.5 in superstructure above plinth level up to floor V level. | item no.49
1.5 | Cement mortar 1:4 (1 cement :4 coarse sand) | item no.50 | 6.05 | sqm | 892.63 |  |  | Excess(+) | 1 | Full Conversion | INR | [40 empty] | 5400 | 5400 | INR Five Thousand Four Hundred Only | [5 empty] | 1.5 | Cement mortar 1:4 (1 cement :4 coarse sand) | item no.50 | 6.05 | sqm
1.51 | Brick edging 7cm wide 11.4 cm deep to plinth protection with common burnt clay F.P.S. (non modular) bricks of class designation 7.5 including grouting with cement mortar 1:4 (1 cement : 4 fine sand). | item no.51 | 23.96 | metre | 48.93 |  |  | Excess(+) | 1 | Full Conversion | INR | [40 empty] | 1172 | 1172 | INR One Thousand One Hundred & Seventy Two Only | [5 empty] | 1.51 | Brick edging 7cm wide 11.4 cm deep to plinth protection with common burnt clay F.P.S. (non modular) bricks of class designation 7.5 including grouting with cement mortar 1:4 (1 cement : 4 fine sand). | item no.51 | 23.96 | metre
1.52 | CLADDING WORK | item no.52 | [57 empty] | 1.52 | CLADDING WORK | item no.52
1.53 | Providing and fixing 18 mm thick gang saw cut, mirror polished, premoulded and prepolished, machine cut for kitchen platforms, vanity counters, window sills, facias and similar locations of required size, approved shade, colour and texture laid over 20 mm thick base cement mortar 1:4 (1 cement : 4 coarse sand), joints treated with white cement, mixed with matching pigment, epoxy touch ups, including rubbing, curing, moulding and polishing to edges to give high gloss finish etc. complete at all levels. | item no.53 | [57 empty] | 1.53 | Providing and fixing 18 mm thick gang saw cut, mirror polished, premoulded and prepolished, machine cut for kitchen platforms, vanity counters, window sills, facias and similar locations of required size, approved shade, colour and texture laid over 20 mm thick base cement mortar 1:4 (1 cement : 4 coarse sand), joints treated with white cement, mixed with matching pigment, epoxy touch ups, including rubbing, curing, moulding and polishing to edges to give high gloss finish etc. complete at all levels. | item no.53
1.54 | Granite stone slab colour black, Cherry/Ruby red | item no.54 | [57 empty] | 1.54 | Granite stone slab colour black, Cherry/Ruby red | item no.54
1.55 | Area of slab upto 0.50 sqm | item no.55 | 10.35 | sqm | 4102.89 |  |  | Excess(+) | 1 | Full Conversion | INR | [40 empty] | 42465 | 42465 | INR Forty Two Thousand Four Hundred & Sixty Five Only | [5 empty] | 1.55 | Area of slab upto 0.50 sqm | item no.55 | 10.35 | sqm
1.56 | Providing edge moulding to 18 mm thick marble stone counters, Vanities etc., including machine polishing to edge to give high gloss finish etc. complete as per design approved by Engineer-in-Charge. | item no.56 | [57 empty] | 1.56 | Providing edge moulding to 18 mm thick marble stone counters, Vanities etc., including machine polishing to edge to give high gloss finish etc. complete as per design approved by Engineer-in-Charge. | item no.56
1.57 | Granite work | item no.57 | 10 | metre | 367.25 |  |  | Excess(+) | 1 | Full Conversion | INR | [40 empty] | 3673 | 3673 | INR Three Thousand Six Hundred & Seventy Three Only | [5 empty] | 1.57 | Granite work | item no.57 | 10 | metre
1.58 | Extra for providing opening of required size & shape for wash basin/ kitchen sink in kitchen platform, vanity counter and similar location in marble/ Granite/ stone work, including necessary holes for pillar taps etc. including moulding, rubbing and polishing of cut edges etc. complete. | item no.58 | 1 | each | 708.59 |  |  | Excess(+) | 1 | Full Conversion | INR | [40 empty] | 709 | 709 | INR Seven Hundred & Nine Only | [5 empty] | 1.58 | Extra for providing opening of required size & shape for wash basin/ kitchen sink in kitchen platform, vanity counter and similar location in marble/ Granite/ stone work, including necessary holes for pillar taps etc. including moulding, rubbing and polishing of cut edges etc. complete. | item no.58 | 1 | each
1.59 | Providing and fixing Ist quality ceramic glazed wall tiles conforming to IS: 15622 (thickness to be specified by the manufacturer), of approved make, in all colours, shades except burgundy, bottle green, black of any size as approved by Engineer-in-Charge, in skirting, risers of steps and dados, over 12 mm thick bed of cement mortar 1:3 (1 cement : 3 coarse sand) and jointing with grey cement slurry @ 3.3kg per sqm, including pointing in white cement mixed with pigment of matching shade complete. | item no.59 | 95.1 | sqm | 932.44 |  |  | Excess(+) | 1 | Full Conversion | INR | [40 empty] | 88675 | 88675 | INR Eighty Eight Thousand Six Hundred & Seventy Five Only | [5 empty] | 1.59 | Providing and fixing Ist quality ceramic glazed wall tiles conforming to IS: 15622 (thickness to be specified by the manufacturer), of approved make, in all colours, shades except burgundy, bottle green, black of any size as approved by Engineer-in-Charge, in skirting, risers of steps and dados, over 12 mm thick bed of cement mortar 1:3 (1 cement : 3 coarse sand) and jointing with grey cement slurry @ 3.3kg per sqm, including pointing in white cement mixed with pigment of matching shade complete. | item no.59 | 95.1 | sqm
1.6 | WOOD AND P. V. C. WORK | item no.60 | [57 empty] | 1.6 | WOOD AND P. V. C. WORK | item no.60
1.61 | Providing and fixing glazed shutters for doors, windows and clerestory windows using 4 mm thick float glass panes, including ISI marked M.S. pressed butt hinges bright finished of required size with necessary screws. | item no.61 | [57 empty] | 1.61 | Providing and fixing glazed shutters for doors, windows and clerestory windows using 4 mm thick float glass panes, including ISI marked M.S. pressed butt hinges bright finished of required size with necessary screws. | item no.61
1.62 | Second class teak wood | item no.62 | [57 empty] | 1.62 | Second class teak wood | item no.62
1.63 | 35 mm thick | item no.63 | 4 | sqm | 3909.16 |  |  | Excess(+) | 1 | Full Conversion | INR | [40 empty] | 15637 | 15637 | INR Fifteen Thousand Six Hundred & Thirty Seven Only | [5 empty] | 1.63 | 35 mm thick | item no.63 | 4 | sqm
1.64 | Providing and fixing M.S. grills of required pattern in frames of windows etc. with M.S. flats, square or round bars etc. including priming coat with approved steel primer all complete. | item no.64 | [57 empty] | 1.64 | Providing and fixing M.S. grills of required pattern in frames of windows etc. with M.S. flats, square or round bars etc. including priming coat with approved steel primer all complete. | item no.64
1.65 | Fixed to openings /wooden frames with rawl plugs screws etc. | item no.65 | 20 | kg | 173.35 |  |  | Excess(+) | 1 | Full Conversion | INR | [40 empty] | 3467 | 3467 | INR Three Thousand Four Hundred & Sixty Seven Only | [5 empty] | 1.65 | Fixed to openings /wooden frames with rawl plugs screws etc. | item no.65 | 20 | kg
1.66 | Providing 40x5 mm flat iron hold fast 40 cm long including fixing to frame with 10 mm diameter bolts, nuts and wooden plugs and embedding in cement concrete block 30x10x15cm 1:3:6 mix (1 cement : 3 coarse sand : 6 graded stone aggregate 20mm nominal size). | item no.66 | 8 | each | 170.41 |  |  | Excess(+) | 1 | Full Conversion | INR | [40 empty] | 1363 | 1363 | INR One Thousand Three Hundred & Sixty Three Only | [5 empty] | 1.66 | Providing 40x5 mm flat iron hold fast 40 cm long including fixing to frame with 10 mm diameter bolts, nuts and wooden plugs and embedding in cement concrete block 30x10x15cm 1:3:6 mix (1 cement : 3 coarse sand : 6 graded stone aggregate 20mm nominal size). | item no.66 | 8 | each
1.67 | Providing and fixing ISI marked oxidised M.S. sliding door bolts with nuts and screws etc. complete : | item no.67 | [57 empty] | 1.67 | Providing and fixing ISI marked oxidised M.S. sliding door bolts with nuts and screws etc. complete : | item no.67
1.68 | 250x16 mm | item no.68 | 11 | each | 145.46 |  |  | Excess(+) | 1 | Full Conversion | INR | [40 empty] | 1600 | 1600 | INR One Thousand Six Hundred Only | [5 empty] | 1.68 | 250x16 mm | item no.68 | 11 | each
1.69 | Providing and fixing ISI marked oxidised M.S. tower bolt black finish, (Barrel type) with necessary screws etc. complete : | item no.69 | [57 empty] | 1.69 | Providing and fixing ISI marked oxidised M.S. tower bolt black finish, (Barrel type) with necessary screws etc. complete : | item no.69
1.7 | 200x10 mm | item no.70 | 4 | each | 53.53 |  |  | Excess(+) | 1 | Full Conversion | INR | [40 empty] | 214 | 214 | INR Two Hundred & Fourteen Only | [5 empty] | 1.7 | 200x10 mm | item no.70 | 4 | each
1.71 | 150x10 mm | item no.71 | 4 | each | 46.51 |  |  | Excess(+) | 1 | Full Conversion | INR | [40 empty] | 186 | 186 | INR One Hundred & Eighty Six Only | [5 empty] | 1.71 | 150x10 mm | item no.71 | 4 | each
1.72 | 100x10 mm | item no.72 | 1 | each | 34.28 |  |  | Excess(+) | 1 | Full Conversion | INR | [40 empty] | 34 | 34 | INR Thirty Four Only | [5 empty] | 1.72 | 100x10 mm | item no.72 | 1 | each
1.73 | Providing and fixing ISI marked oxidised M.S. handles conforming to IS:4992 with necessary screws etc. complete : | item no.73 | [57 empty] | 1.73 | Providing and fixing ISI marked oxidised M.S. handles conforming to IS:4992 with necessary screws etc. complete : | item no.73
1.74 | 125 mm | item no.74 | 10 | each | 30.86 |  |  | Excess(+) | 1 | Full Conversion | INR | [40 empty] | 309 | 309 | INR Three Hundred & Nine Only | [5 empty] | 1.74 | 125 mm | item no.74 | 10 | each
1.75 | 100 mm | item no.75 | 8 | each | 24.76 |  |  | Excess(+) | 1 | Full Conversion | INR | [40 empty] | 198 | 198 | INR One Hundred & Ninety Eight Only | [5 empty] | 1.75 | 100 mm | item no.75 | 8 | each
1.76 | Providing and fixing aluminium sliding door bolts, ISI marked anodised (anodic coating not less than grade AC 10 as per IS : 1868), transparent or dyed to required colour or shade, with nuts and screws etc. complete : | item no.76 | [57 empty] | 1.76 | Providing and fixing aluminium sliding door bolts, ISI marked anodised (anodic coating not less than grade AC 10 as per IS : 1868), transparent or dyed to required colour or shade, with nuts and screws etc. complete : | item no.76
1.77 | 250x16 mm | item no.77 | 6 | each | 205.96 |  |  | Excess(+) | 1 | Full Conversion | INR | [40 empty] | 1236 | 1236 | INR One Thousand Two Hundred & Thirty Six Only | [5 empty] | 1.77 | 250x16 mm | item no.77 | 6 | each
1.78 | Providing and fixing aluminium tower bolts, ISI marked, anodised (anodic coating not less than grade AC 10 as per IS : 1868 ) transparent or dyed to required colour or shade, with necessary screws etc. complete : | item no.78 | [57 empty] | 1.78 | Providing and fixing aluminium tower bolts, ISI marked, anodised (anodic coating not less than grade AC 10 as per IS : 1868 ) transparent or dyed to required colour or shade, with necessary screws etc. complete : | item no.78
1.79 | 200x10 mm | item no.79 | 6 | each | 79.61 |  |  | Excess(+) | 1 | Full Conversion | INR | [40 empty] | 478 | 478 | INR Four Hundred & Seventy Eight Only | [5 empty] | 1.79 | 200x10 mm | item no.79 | 6 | each
1.8 | 150x10 mm | item no.80 | 36 | each | 66.24 |  |  | Excess(+) | 1 | Full Conversion | INR | [40 empty] | 2385 | 2385 | INR Two Thousand Three Hundred & Eighty Five Only | [5 empty] | 1.8 | 150x10 mm | item no.80 | 36 | each
1.81 | 100x10 mm | item no.81 | 32 | each | 51.42 |  |  | Excess(+) | 1 | Full Conversion | INR | [40 empty] | 1645 | 1645 | INR One Thousand Six Hundred & Forty Five Only | [5 empty] | 1.81 | 100x10 mm | item no.81 | 32 | each
1.82 | Providing and fixing aluminium handles, ISI marked, anodised (anodic coating not less than grade AC 10 as per IS : 1868) transparent or dyed to required colour or shade, with necessary screws etc. complete : | item no.82 | [57 empty] | 1.82 | Providing and fixing aluminium handles, ISI marked, anodised (anodic coating not less than grade AC 10 as per IS : 1868) transparent or dyed to required colour or shade, with necessary screws etc. complete : | item no.82
1.83 | 125 mm | item no.83 | 8 | each | 52.65 |  |  | Excess(+) | 1 | Full Conversion | INR | [40 empty] | 421 | 421 | INR Four Hundred & Twenty One Only | [5 empty] | 1.83 | 125 mm | item no.83 | 8 | each
1.84 | 100 mm | item no.84 | 38 | each | 46.69 |  |  | Excess(+) | 1 | Full Conversion | INR | [40 empty] | 1774 | 1774 | INR One Thousand Seven Hundred & Seventy Four Only | [5 empty] | 1.84 | 100 mm | item no.84 | 38 | each
1.85 | Providing and fixing aluminium hanging floor door stopper, ISI marked, anodised (anodic coating not less than grade AC 10 as per IS : 1868) transparent or dyed to required colour and shade, with necessary screws etc. complete. | item no.85 | [57 empty] | 1.85 | Providing and fixing aluminium hanging floor door stopper, ISI marked, anodised (anodic coating not less than grade AC 10 as per IS : 1868) transparent or dyed to required colour and shade, with necessary screws etc. complete. | item no.85
1.86 | Twin rubber stopper | item no.86 | 29 | each | 54.58 |  |  | Excess(+) | 1 | Full Conversion | INR | [40 empty] | 1583 | 1583 | INR One Thousand Five Hundred & Eighty Three Only | [5 empty] | 1.86 | Twin rubber stopper | item no.86 | 29 | each
1.87 | Providing and fixing aluminium casement stays, ISI marked, anodised (anodic coating not less than grade AC 10 as per IS : 1868) transparent or dyed to required colour and shade, with necessary screws etc. complete. | item no.87 | 30 | each | 56.6 |  |  | Excess(+) | 1 | Full Conversion | INR | [40 empty] | 1698 | 1698 | INR One Thousand Six Hundred & Ninety Eight Only | [5 empty] | 1.87 | Providing and fixing aluminium casement stays, ISI marked, anodised (anodic coating not less than grade AC 10 as per IS : 1868) transparent or dyed to required colour and shade, with necessary screws etc. complete. | item no.87 | 30 | each
1.88 | Providing and fixing fly proof stainless steel grade 304 wire gauge, to windows and clerestory windows using wire gauge with average width of aperture 1.4 mm in both directions with wire of dia. 0.50 mm all complete. | item no.88 | [57 empty] | 1.88 | Providing and fixing fly proof stainless steel grade 304 wire gauge, to windows and clerestory windows using wire gauge with average width of aperture 1.4 mm in both directions with wire of dia. 0.50 mm all complete. | item no.88
1.89 | With 2nd class teak wood beading 62X19 mm | item no.89 | 37 | sqm | 1231.26 |  |  | Excess(+) | 1 | Full Conversion | INR | [40 empty] | 45557 | 45557 | INR Forty Five Thousand Five Hundred & Fifty Seven Only | [5 empty] | 1.89 | With 2nd class teak wood beading 62X19 mm | item no.89 | 37 | sqm
1.9 | STEEL WORK | item no.90 | [57 empty] | 1.9 | STEEL WORK | item no.90
1.91 | Structural steel work riveted, bolted or welded in built up sections, trusses and framed work, including cutting, hoisting, fixing in position and applying a priming coat of approved steel primer all complete. | item no.91 | 80.1 | kg | 68.57 |  |  | Excess(+) | 1 | Full Conversion | INR | [40 empty] | 5492 | 5492 | INR Five Thousand Four Hundred & Ninety Two Only | [5 empty] | 1.91 | Structural steel work riveted, bolted or welded in built up sections, trusses and framed work, including cutting, hoisting, fixing in position and applying a priming coat of approved steel primer all complete. | item no.91 | 80.1 | kg
1.92 | Providing and fixing 1mm thick M.S. sheet door with frame of 40x40x6 mm angle iron and 3 mm M.S. gusset plates at the junctions and corners, all necessary fittings complete, including applying a priming coat of approved steel primer. | item no.92 | [57 empty] | 1.92 | Providing and fixing 1mm thick M.S. sheet door with frame of 40x40x6 mm angle iron and 3 mm M.S. gusset plates at the junctions and corners, all necessary fittings complete, including applying a priming coat of approved steel primer. | item no.92
1.93 | Using M.S. angels 40x40x6 mm for diagonal braces | item no.93 | 4.5 | sqm | 4192.15 |  |  | Excess(+) | 1 | Full Conversion | INR | [40 empty] | 18865 | 18865 | INR Eighteen Thousand Eight Hundred & Sixty Five Only | [5 empty] | 1.93 | Using M.S. angels 40x40x6 mm for diagonal braces | item no.93 | 4.5 | sqm
1.94 | Steel work welded in built up sections/ framed work, including cutting, hoisting, fixing in position and applying a priming coat of approved steel primer using structural steel etc. as required. | item no.94 | [57 empty] | 1.94 | Steel work welded in built up sections/ framed work, including cutting, hoisting, fixing in position and applying a priming coat of approved steel primer using structural steel etc. as required. | item no.94
1.95 | In gratings, frames, guard bar, ladder, railings, brackets, gates and similar works | item no.95 | 1327 | kg | 124.77 |  |  | Excess(+) | 1 | Full Conversion | INR | [40 empty] | 165570 | 165570 | INR One Lakh Sixty Five Thousand Five Hundred & Seventy Only | [5 empty] | 1.95 | In gratings, frames, guard bar, ladder, railings, brackets, gates and similar works | item no.95 | 1327 | kg
1.96 | Providing and fixing hand rail of approved size by welding etc. to steel ladder railing, balcony railing, staircase railing and similar works, including applying priming coat of approved steel primer. | item no.96 | [57 empty] | 1.96 | Providing and fixing hand rail of approved size by welding etc. to steel ladder railing, balcony railing, staircase railing and similar works, including applying priming coat of approved steel primer. | item no.96
1.97 | M.S. tube | item no.97 | 533 | kg | 137.79 |  |  | Excess(+) | 1 | Full Conversion | INR | [40 empty] | 73442 | 73442 | INR Seventy Three Thousand Four Hundred & Forty Two Only | [5 empty] | 1.97 | M.S. tube | item no.97 | 533 | kg
1.98 | Providing and fixing carbon steel galvanised ( minimum coating 5 micron) dash fastener of 10 mm dia double threaded 6.8 grade (yield strength 480 N/mm2), counter sunk head, comprising of 10 mm dia polyamide PA 6 grade sleeve, including drilling of hole in frame , concrete/ masonry, etc. as per direction of Engineer-in-charge. | item no.98 | [57 empty] | 1.98 | Providing and fixing carbon steel galvanised ( minimum coating 5 micron) dash fastener of 10 mm dia double threaded 6.8 grade (yield strength 480 N/mm2), counter sunk head, comprising of 10 mm dia polyamide PA 6 grade sleeve, including drilling of hole in frame , concrete/ masonry, etc. as per direction of Engineer-in-charge. | item no.98
1.99 | 10 x 120 mm | item no.99 | 4 | each | 126.78 |  |  | Excess(+) | 1 | Full Conversion | INR | [40 empty] | 507 | 507 | INR Five Hundred & Seven Only | [5 empty] | 1.99 | 10 x 120 mm | item no.99 | 4 | each
2 | Providing and fixing stainless steel ( Grade 304) railing made of Hollow tubes, channels, plates etc., including welding, grinding, buffing, polishing and making curvature (wherever required) and fitting the same with necessary stainless steel nuts and bolts complete, i/c fixing the railing with necessary accessories & stainless steel dash fasteners , stainless steel bolts etc., of required size, on the top of the floor or the side of waist slab with suitable arrangement as per approval of Engineer-in- charge, (for payment purpose only weight of stainless steel members shall be considered excluding fixing accessories such as nuts, bolts, fasteners etc.). | item no.100 | 10 | kg | 536.82 |  |  | Excess(+) | 1 | Full Conversion | INR | [40 empty] | 5368 | 5368 | INR Five Thousand Three Hundred & Sixty Eight Only | [5 empty] | 2 | Providing and fixing stainless steel ( Grade 304) railing made of Hollow tubes, channels, plates etc., including welding, grinding, buffing, polishing and making curvature (wherever required) and fitting the same with necessary stainless steel nuts and bolts complete, i/c fixing the railing with necessary accessories & stainless steel dash fasteners , stainless steel bolts etc., of required size, on the top of the floor or the side of waist slab with suitable arrangement as per approval of Engineer-in- charge, (for payment purpose only weight of stainless steel members shall be considered excluding fixing accessories such as nuts, bolts, fasteners etc.). | item no.100 | 10 | kg
2.01 | FLOORING | item no.101 | [57 empty] | 2.01 | FLOORING | item no.101
2.02 | Brick on edge flooring with bricks of class designation 7.5 on a bed of 12 mm cement mortar, including filling the joints with same mortar, with common burnt clay non modular bricks: | item no.102 | [57 empty] | 2.02 | Brick on edge flooring with bricks of class designation 7.5 on a bed of 12 mm cement mortar, including filling the joints with same mortar, with common burnt clay non modular bricks: | item no.102
2.03 | 1:6 (1cement : 6 coarse sand) | item no.103 | 11 | sqm | 787.55 |  |  | Excess(+) | 1 | Full Conversion | INR | [40 empty] | 8663 | 8663 | INR Eight Thousand Six Hundred & Sixty Three Only | [5 empty] | 2.03 | 1:6 (1cement : 6 coarse sand) | item no.103 | 11 | sqm
2.04 | Cement concrete flooring 1:2:4 (1 cement : 2 coarse sand : 4 graded stone aggregate) finished with a floating coat of neat cement, including cement slurry, but excluding the cost of nosing of steps etc. complete. | item no.104 | [57 empty] | 2.04 | Cement concrete flooring 1:2:4 (1 cement : 2 coarse sand : 4 graded stone aggregate) finished with a floating coat of neat cement, including cement slurry, but excluding the cost of nosing of steps etc. complete. | item no.104
2.05 | 40 mm thick with 20 mm nominal size stone aggregate | item no.105 | 115 | sqm | 477.86 |  |  | Excess(+) | 1 | Full Conversion | INR | [40 empty] | 54954 | 54954 | INR Fifty Four Thousand Nine Hundred & Fifty Four Only | [5 empty] | 2.05 | 40 mm thick with 20 mm nominal size stone aggregate | item no.105 | 115 | sqm
2.06 | Cement plaster skirting up to 30 cm height, with cement mortar 1:3 (1 cement : 3 coarse sand), finished with a floating coat of neat cement. | item no.106 | [57 empty] | 2.06 | Cement plaster skirting up to 30 cm height, with cement mortar 1:3 (1 cement : 3 coarse sand), finished with a floating coat of neat cement. | item no.106
2.07 | 18 mm thick | item no.107 | 3 | sqm | 500.44 |  |  | Excess(+) | 1 | Full Conversion | INR | [40 empty] | 1501 | 1501 | INR One Thousand Five Hundred & One Only | [5 empty] | 2.07 | 18 mm thick | item no.107 | 3 | sqm
2.08 | Providing and fixing glass strips in joints of terrazo/ cement concrete floors. | item no.108 | [57 empty] | 2.08 | Providing and fixing glass strips in joints of terrazo/ cement concrete floors. | item no.108
2.09 | 40 mm wide and 4 mm thick | item no.109 | 75 | metre | 69.71 |  |  | Excess(+) | 1 | Full Conversion | INR | [40 empty] | 5228 | 5228 | INR Five Thousand Two Hundred & Twenty Eight Only | [5 empty] | 2.09 | 40 mm wide and 4 mm thick | item no.109 | 75 | metre
2.1 | Providing and laying Ceramic glazed floor tiles of size 300x300 mm (thickness to be specified by the manufacturer) of 1st quality conforming to IS : 15622 of approved make in colours such as White, Ivory, Grey, Fume Red Brown, laid on 20 mm thick cement mortar 1:4 (1 Cement : 4 Coarse sand), Jointing with grey cement slurry @ 3.3 kg/sqm including pointing the joints with white cement and matching pigment etc., complete. | item no.110 | 11 | sqm | 820.34 |  |  | Excess(+) | 1 | Full Conversion | INR | [40 empty] | 9024 | 9024 | INR Nine Thousand &Twenty Four Only | [5 empty] | 2.1 | Providing and laying Ceramic glazed floor tiles of size 300x300 mm (thickness to be specified by the manufacturer) of 1st quality conforming to IS : 15622 of approved make in colours such as White, Ivory, Grey, Fume Red Brown, laid on 20 mm thick cement mortar 1:4 (1 Cement : 4 Coarse sand), Jointing with grey cement slurry @ 3.3 kg/sqm including pointing the joints with white cement and matching pigment etc., complete. | item no.110 | 11 | sqm
2.11 | Providing and laying Vitrified tiles in floor in different sizes (thickness to be specified by the manufacturer) with water absorption less than 0.08% and conforming to IS:15622, of approved brand & manufacturer, in all colours and shade, laid on 20 mm thick cement mortar 1:4 (1 cement: 4 coarse sand) jointing with grey cement slurry @3.3 kg/sqm including grouting the joints with white cement and matching pigments etc. The tiles must be cut with the zero chipping diamond cutter only . Laying of tiles will be done with the notch trowel, plier, wedge, clips of required thickness, leveling system and rubber mallet for placing the tiles gently and easily. | item no.111 | [57 empty] | 2.11 | Providing and laying Vitrified tiles in floor in different sizes (thickness to be specified by the manufacturer) with water absorption less than 0.08% and conforming to IS:15622, of approved brand & manufacturer, in all colours and shade, laid on 20 mm thick cement mortar 1:4 (1 cement: 4 coarse sand) jointing with grey cement slurry @3.3 kg/sqm including grouting the joints with white cement and matching pigments etc. The tiles must be cut with the zero chipping diamond cutter only . Laying of tiles will be done with the notch trowel, plier, wedge, clips of required thickness, leveling system and rubber mallet for placing the tiles gently and easily. | item no.111
2.12 | Double charge vitrified tile polished finish of size | item no.112 | [57 empty] | 2.12 | Double charge vitrified tile polished finish of size | item no.112
2.13 | Size of Tile 600 x 600 mm | item no.113 | 230.56 | sqm | 1128.1 |  |  | Excess(+) | 1 | Full Conversion | INR | [40 empty] | 260095 | 260095 | INR Two Lakh Sixty Thousand &Ninety Five Only | [5 empty] | 2.13 | Size of Tile 600 x 600 mm | item no.113 | 230.56 | sqm
2.14 | Glazed Vitrified tiles Matt/Antiskid finish of size | item no.114 | [57 empty] | 2.14 | Glazed Vitrified tiles Matt/Antiskid finish of size | item no.114
2.15 | Size of Tile 600 x 600 mm | item no.115 | 25.55 | sqm | 1149.53 |  |  | Excess(+) | 1 | Full Conversion | INR | [40 empty] | 29370 | 29370 | INR Twenty Nine Thousand Three Hundred & Seventy Only | [5 empty] | 2.15 | Size of Tile 600 x 600 mm | item no.115 | 25.55 | sqm
2.16 | Providing and laying Vitrified tiles in different sizes (thickness to be specified by manufacturer), with water absorption less than 0.08 % and conforming to I.S. 15622, of approved make, in all colours & shade, in skirting, riser of steps, over 12 mm thick bed of cement mortar 1:3 (1 cement: 3 coarse sand), jointing with grey cement slurry @ 3.3 kg/ sqm including grouting the joint with white cement & matching pigments etc. complete. | item no.116 | [57 empty] | 2.16 | Providing and laying Vitrified tiles in different sizes (thickness to be specified by manufacturer), with water absorption less than 0.08 % and conforming to I.S. 15622, of approved make, in all colours & shade, in skirting, riser of steps, over 12 mm thick bed of cement mortar 1:3 (1 cement: 3 coarse sand), jointing with grey cement slurry @ 3.3 kg/ sqm including grouting the joint with white cement & matching pigments etc. complete. | item no.116
2.17 | Size of Tile 600x600 mm | item no.117 | 29.8 | sqm | 1285.84 |  |  | Excess(+) | 1 | Full Conversion | INR | [40 empty] | 38318 | 38318 | INR Thirty Eight Thousand Three Hundred & Eighteen Only | [5 empty] | 2.17 | Size of Tile 600x600 mm | item no.117 | 29.8 | sqm
2.18 | Extra for Providing and fixing of 8 mm to 9 mm tick cermicg glazed wall tiles instead of 5 mm thick cermic glazed wall tiles | item no.118 | 49 | Sqm | 155.81 |  |  | Excess(+) | 1 | Full Conversion | INR | [40 empty] | 7635 | 7635 | INR Seven Thousand Six Hundred & Thirty Five Only | [5 empty] | 2.18 | Extra for Providing and fixing of 8 mm to 9 mm tick cermicg glazed wall tiles instead of 5 mm thick cermic glazed wall tiles | item no.118 | 49 | Sqm
2.19 | Providing and fixing 1st quality ceramic glazed floor tiles conforming to IS : 15622 (thickness to be specified by the manufacturer ) of approved make in all colours, shades except burgundy, bottle green, black of any size as approved by Engineer-in-Charge in skirting, risers of steps and dados over 12 mm thick bed of cement Mortar 1:3 (1 cement: 3 coarse sand) and jointing with grey cement slurry @ 3.3kg per sqm including pointing in white cement mixed with pigment of matching shade complete. |  | 9.5 | Sqm | 822.88 |  |  | Excess(+) | 1 | Full Conversion | INR | [40 empty] | 7817 | 7817 | INR Seven Thousand Eight Hundred & Seventeen Only | [5 empty] | 2.19 | Providing and fixing 1st quality ceramic glazed floor tiles conforming to IS : 15622 (thickness to be specified by the manufacturer ) of approved make in all colours, shades except burgundy, bottle green, black of any size as approved by Engineer-in-Charge in skirting, risers of steps and dados over 12 mm thick bed of cement Mortar 1:3 (1 cement: 3 coarse sand) and jointing with grey cement slurry @ 3.3kg per sqm including pointing in white cement mixed with pigment of matching shade complete. |  | 9.5 | Sqm
2.2 | ROOFING | item no.119 | [57 empty] | 2.2 | ROOFING | item no.119
2.21 | Providing corrugated G.S. sheet roofing including vertical / curved surface fixed with polymer coated J or L hooks, bolts and nuts 8 mm diameter with bitumen and G.I. limpet washers or with G.I. limpet washers filled with white lead, including a coat of approved steel primer and two coats of approved paint on overlapping of sheets complete (up to any pitch in horizontal/ vertical or curved surfaces), excluding the cost of purlins, rafters and trusses and including cutting to size and shape wherever required. | item no.120 | [57 empty] | 2.21 | Providing corrugated G.S. sheet roofing including vertical / curved surface fixed with polymer coated J or L hooks, bolts and nuts 8 mm diameter with bitumen and G.I. limpet washers or with G.I. limpet washers filled with white lead, including a coat of approved steel primer and two coats of approved paint on overlapping of sheets complete (up to any pitch in horizontal/ vertical or curved surfaces), excluding the cost of purlins, rafters and trusses and including cutting to size and shape wherever required. | item no.120
2.22 | 0.63 mm thick with zinc coating not less than 275 gm/ m² | item no.121 | 15 | sqm | 857.52 |  |  | Excess(+) | 1 | Full Conversion | INR | [40 empty] | 12863 | 12863 | INR Twelve Thousand Eight Hundred & Sixty Three Only | [5 empty] | 2.22 | 0.63 mm thick with zinc coating not less than 275 gm/ m² | item no.121 | 15 | sqm
2.23 | Extra for providing and fixing wind ties of 40x 6 mm flat iron section. | item no.122 | 12.5 | metre | 143.49 |  |  | Excess(+) | 1 | Full Conversion | INR | [40 empty] | 1794 | 1794 | INR One Thousand Seven Hundred & Ninety Four Only | [5 empty] | 2.23 | Extra for providing and fixing wind ties of 40x 6 mm flat iron section. | item no.122 | 12.5 | metre
2.24 | Providing gola 75x75 mm in cement concrete 1:2:4 (1 cement : 2 coarse sand : 4 stone aggregate 10 mm and down gauge), including finishing with cement mortar 1:3 (1 cement : 3 fine sand) as per standard design : | item no.123 | [57 empty] | 2.24 | Providing gola 75x75 mm in cement concrete 1:2:4 (1 cement : 2 coarse sand : 4 stone aggregate 10 mm and down gauge), including finishing with cement mortar 1:3 (1 cement : 3 fine sand) as per standard design : | item no.123
2.25 | In 75x75 mm deep chase | item no.124 | 60 | metre | 228.15 |  |  | Excess(+) | 1 | Full Conversion | INR | [40 empty] | 13689 | 13689 | INR Thirteen Thousand Six Hundred & Eighty Nine Only | [5 empty] | 2.25 | In 75x75 mm deep chase | item no.124 | 60 | metre
2.26 | Making khurras 45x45 cm with average minimum thickness of 5 cm cement concrete 1:2:4 (1 cement : 2 coarse sand : 4 graded stone aggregate of 20 mm nominal size) over P.V.C. sheet 1 m x1 m x 400 micron, finished with 12 mm cement plaster 1:3 (1 cement : 3 coarse sand) and a coat of neat cement, rounding the edges and making and finishing the outlet complete. | item no.125 | 12 | each | 233.76 |  |  | Excess(+) | 1 | Full Conversion | INR | [40 empty] | 2805 | 2805 | INR Two Thousand Eight Hundred & Five Only | [5 empty] | 2.26 | Making khurras 45x45 cm with average minimum thickness of 5 cm cement concrete 1:2:4 (1 cement : 2 coarse sand : 4 graded stone aggregate of 20 mm nominal size) over P.V.C. sheet 1 m x1 m x 400 micron, finished with 12 mm cement plaster 1:3 (1 cement : 3 coarse sand) and a coat of neat cement, rounding the edges and making and finishing the outlet complete. | item no.125 | 12 | each
2.27 | Providing and fixing on wall face unplasticised Rigid PVC rain water pipes conforming to IS : 13592 Type A, including jointing with seal ring conforming to IS : 5382, leaving 10 mm gap for thermal expansion, (i) Single socketed pipes. | item no.126 | [57 empty] | 2.27 | Providing and fixing on wall face unplasticised Rigid PVC rain water pipes conforming to IS : 13592 Type A, including jointing with seal ring conforming to IS : 5382, leaving 10 mm gap for thermal expansion, (i) Single socketed pipes. | item no.126
2.28 | 110 mm diameter | item no.127 | 11 | metre | 280.36 |  |  | Excess(+) | 1 | Full Conversion | INR | [40 empty] | 3084 | 3084 | INR Three Thousand &Eighty Four Only | [5 empty] | 2.28 | 110 mm diameter | item no.127 | 11 | metre
2.29 | FINISHING | item no.128 | [57 empty] | 2.29 | FINISHING | item no.128
2.3 | 12 mm cement plaster of mix : | item no.129 | [57 empty] | 2.3 | 12 mm cement plaster of mix : | item no.129
2.31 | 1:6 (1 cement: 6 coarse sand) | item no.130 | 137.5 | sqm | 258.09 |  |  | Excess(+) | 1 | Full Conversion | INR | [40 empty] | 35487 | 35487 | INR Thirty Five Thousand Four Hundred & Eighty Seven Only | [5 empty] | 2.31 | 1:6 (1 cement: 6 coarse sand) | item no.130 | 137.5 | sqm
2.32 | 15 mm cement plaster on rough side of single or half brick wall of mix: | item no.131 | [57 empty] | 2.32 | 15 mm cement plaster on rough side of single or half brick wall of mix: | item no.131
2.33 | 1:6 (1 cement: 6 coarse sand) | item no.132 | 144 | sqm | 297.33 |  |  | Excess(+) | 1 | Full Conversion | INR | [40 empty] | 42816 | 42816 | INR Forty Two Thousand Eight Hundred & Sixteen Only | [5 empty] | 2.33 | 1:6 (1 cement: 6 coarse sand) | item no.132 | 144 | sqm
2.34 | 12 mm cement plaster finished with a floating coat of neat cement of mix : | item no.133 | [57 empty] | 2.34 | 12 mm cement plaster finished with a floating coat of neat cement of mix : | item no.133
2.35 | 1:3 (1 cement: 3 fine sand) | item no.134 | 15 | sqm | 328.06 |  |  | Excess(+) | 1 | Full Conversion | INR | [40 empty] | 4921 | 4921 | INR Four Thousand Nine Hundred & Twenty One Only | [5 empty] | 2.35 | 1:3 (1 cement: 3 fine sand) | item no.134 | 15 | sqm
2.36 | 6 mm cement plaster of mix : | item no.135 | [57 empty] | 2.36 | 6 mm cement plaster of mix : | item no.135
2.37 | 1:3 (1 cement : 3 fine sand) | item no.136 | 20 | sqm | 221.88 |  |  | Excess(+) | 1 | Full Conversion | INR | [40 empty] | 4438 | 4438 | INR Four Thousand Four Hundred & Thirty Eight Only | [5 empty] | 2.37 | 1:3 (1 cement : 3 fine sand) | item no.136 | 20 | sqm
2.38 | Distempering with 1st quality acrylic distemper (ready mixed) having VOC content less than 50 gms/litre, of approved manufacturer, of required shade and colour complete, as per manufacturer's specification. | item no.137 | [57 empty] | 2.38 | Distempering with 1st quality acrylic distemper (ready mixed) having VOC content less than 50 gms/litre, of approved manufacturer, of required shade and colour complete, as per manufacturer's specification. | item no.137
2.39 | Two or more coats on new work | item no.138 | 710 | sqm | 81.32 |  |  | Excess(+) | 1 | Full Conversion | INR | [40 empty] | 57737 | 57737 | INR Fifty Seven Thousand Seven Hundred & Thirty Seven Only | [5 empty] | 2.39 | Two or more coats on new work | item no.138 | 710 | sqm
2.4 | Finishing walls with Premium Acrylic Smooth exterior paint with Silicone additives of required shade: | item no.139 | [57 empty] | 2.4 | Finishing walls with Premium Acrylic Smooth exterior paint with Silicone additives of required shade: | item no.139
2.41 | New work (Two or more coats applied @ 1.43 ltr/10 sqm over and including priming coat of exterior primer applied @ 2.20 kg/10 sqm) | item no.140 | 365 | sqm | 142.35 |  |  | Excess(+) | 1 | Full Conversion | INR | [40 empty] | 51958 | 51958 | INR Fifty One Thousand Nine Hundred & Fifty Eight Only | [5 empty] | 2.41 | New work (Two or more coats applied @ 1.43 ltr/10 sqm over and including priming coat of exterior primer applied @ 2.20 kg/10 sqm) | item no.140 | 365 | sqm
2.42 | Painting with synthetic enamel paint of approved brand and manufacture to give an even shade : | item no.141 | [57 empty] | 2.42 | Painting with synthetic enamel paint of approved brand and manufacture to give an even shade : | item no.141
2.43 | Two or more coats on new work | item no.142 | 116 | sqm | 115.26 |  |  | Excess(+) | 1 | Full Conversion | INR | [40 empty] | 13370 | 13370 | INR Thirteen Thousand Three Hundred & Seventy Only | [5 empty] | 2.43 | Two or more coats on new work | item no.142 | 116 | sqm
2.44 | Painting with synthetic enamel paint of approved brand and manufacture of required colour to give an even shade : | item no.143 | [57 empty] | 2.44 | Painting with synthetic enamel paint of approved brand and manufacture of required colour to give an even shade : | item no.143
2.45 | Two or more coats on new work over an under coat of suitable shade with ordinary paint of approved brand and manufacture | item no.144 | 71 | sqm | 167.82 |  |  | Excess(+) | 1 | Full Conversion | INR | [40 empty] | 11915 | 11915 | INR Eleven Thousand Nine Hundred & Fifteen Only | [5 empty] | 2.45 | Two or more coats on new work over an under coat of suitable shade with ordinary paint of approved brand and manufacture | item no.144 | 71 | sqm
2.46 | Forming groove of uniform size in the top layer of washed stone grit plaster as per approved pattern using wooden battens, nailed to the under layer, including removal of wooden battens, repair to the edges of panels and finishing the groove complete as per specifications and direction of the Engineer-in-charge : | item no.145 | [57 empty] | 2.46 | Forming groove of uniform size in the top layer of washed stone grit plaster as per approved pattern using wooden battens, nailed to the under layer, including removal of wooden battens, repair to the edges of panels and finishing the groove complete as per specifications and direction of the Engineer-in-charge : | item no.145
2.47 | 15 mm wide and 15 mm deep groove | item no.146 | 20 | metre | 54.8 |  |  | Excess(+) | 1 | Full Conversion | INR | [40 empty] | 1096 | 1096 | INR One Thousand &Ninety Six Only | [5 empty] | 2.47 | 15 mm wide and 15 mm deep groove | item no.146 | 20 | metre
2.48 | Providing and applying white cement based putty of average thickness 1 mm, of approved brand and manufacturer, over the plastered wall surface to prepare the surface even and smooth complete. | item no.147 | 710 | sqm | 108.59 |  |  | Excess(+) | 1 | Full Conversion | INR | [40 empty] | 77099 | 77099 | INR Seventy Seven Thousand &Ninety Nine Only | [5 empty] | 2.48 | Providing and applying white cement based putty of average thickness 1 mm, of approved brand and manufacturer, over the plastered wall surface to prepare the surface even and smooth complete. | item no.147 | 710 | sqm
2.49 | White washing with lime to give an even shade : | item no.148 | [57 empty] | 2.49 | White washing with lime to give an even shade : | item no.148
2.5 | Old work (two or more coats) | item no.149 | 780 | sqm | 16.66 |  |  | Excess(+) | 1 | Full Conversion | INR | [40 empty] | 12995 | 12995 | INR Twelve Thousand Nine Hundred & Ninety Five Only | [5 empty] | 2.5 | Old work (two or more coats) | item no.149 | 780 | sqm
2.51 | Removing white or colour wash by scrapping and sand papering and preparing the surface smooth including necessary repairs to scratches etc. complete | item no.150 | 561 | sqm | 14.34 |  |  | Excess(+) | 1 | Full Conversion | INR | [40 empty] | 8045 | 8045 | INR Eight Thousand &Forty Five Only | [5 empty] | 2.51 | Removing white or colour wash by scrapping and sand papering and preparing the surface smooth including necessary repairs to scratches etc. complete | item no.150 | 561 | sqm
2.52 | Distempering with 1st quality acrylic distember (Ready mix) having VOC content less than 50 grams/ litre of approved brand and manufacture to give an even shade : | item no.151 | [57 empty] | 2.52 | Distempering with 1st quality acrylic distember (Ready mix) having VOC content less than 50 grams/ litre of approved brand and manufacture to give an even shade : | item no.151
2.53 | Old work (one or more coats) | item no.152 | 484 | sqm | 49.8 |  |  | Excess(+) | 1 | Full Conversion | INR | [40 empty] | 24103 | 24103 | INR Twenty Four Thousand One Hundred & Three Only | [5 empty] | 2.53 | Old work (one or more coats) | item no.152 | 484 | sqm
2.54 | Removing dry or oil bound distemper, water proofing cement paint and the like by scrapping, sand papering and preparing the surface smooth including necessary repairs to scratches etc. complete. | item no.153 | 710 | sqm | 18.28 |  |  | Excess(+) | 1 | Full Conversion | INR | [40 empty] | 12979 | 12979 | INR Twelve Thousand Nine Hundred & Seventy Nine Only | [5 empty] | 2.54 | Removing dry or oil bound distemper, water proofing cement paint and the like by scrapping, sand papering and preparing the surface smooth including necessary repairs to scratches etc. complete. | item no.153 | 710 | sqm
2.55 | Painting with synthetic enamel paint of approved brand and manufacture of required colour to give an even shade : | item no.154 | [57 empty] | 2.55 | Painting with synthetic enamel paint of approved brand and manufacture of required colour to give an even shade : | item no.154
2.56 | One or more coats on old work | item no.155 | 715 | sqm | 75.89 |  |  | Excess(+) | 1 | Full Conversion | INR | [40 empty] | 54261 | 54261 | INR Fifty Four Thousand Two Hundred & Sixty One Only | [5 empty] | 2.56 | One or more coats on old work | item no.155 | 715 | sqm
2.57 | Finishing walls with Premium Acrylic Smooth exterior paint with Silicone additives of required shade | item no.156 | [57 empty] | 2.57 | Finishing walls with Premium Acrylic Smooth exterior paint with Silicone additives of required shade | item no.156
2.58 | Old work (Two or more coats applied @ 1.43 ltr/ 10 sqm) over existing cement paint surface | item no.157 | 450 | sqm | 95.22 |  |  | Excess(+) | 1 | Full Conversion | INR | [40 empty] | 42849 | 42849 | INR Forty Two Thousand Eight Hundred & Forty Nine Only | [5 empty] | 2.58 | Old work (Two or more coats applied @ 1.43 ltr/ 10 sqm) over existing cement paint surface | item no.157 | 450 | sqm
2.59 | Pointing on brick work or brick flooring with cement mortar 1:3 (1 cement : 3 fine sand): | item no.158 | [57 empty] | 2.59 | Pointing on brick work or brick flooring with cement mortar 1:3 (1 cement : 3 fine sand): | item no.158
2.6 | Flush / Ruled/ Struck or weathered pointing | item no.159 | 0.5 | sqm | 187.98 |  |  | Excess(+) | 1 | Full Conversion | INR | [40 empty] | 94 | 94 | INR Ninety Four Only | [5 empty] | 2.6 | Flush / Ruled/ Struck or weathered pointing | item no.159 | 0.5 | sqm
2.61 | 15 mm cement plaster on rough side of single or half brick wall finished with a floating coat of neat cement of mix : | item no.160 | [57 empty] | 2.61 | 15 mm cement plaster on rough side of single or half brick wall finished with a floating coat of neat cement of mix : | item no.160
2.62 | 1:4 (1 cement: 4 fine sand) | item no.161 | 47 | sqm | 356.07 |  |  | Excess(+) | 1 | Full Conversion | INR | [40 empty] | 16735 | 16735 | INR Sixteen Thousand Seven Hundred & Thirty Five Only | [5 empty] | 2.62 | 1:4 (1 cement: 4 fine sand) | item no.161 | 47 | sqm
2.63 | 6 mm cement plaster of mix : | item no.162 | [57 empty] | 2.63 | 6 mm cement plaster of mix : | item no.162
2.64 | 1:3 (1 cement : 3 fine sand) | item no.163 | 16 | sqm | 221.87 |  |  | Excess(+) | 1 | Full Conversion | INR | [40 empty] | 3550 | 3550 | INR Three Thousand Five Hundred & Fifty Only | [5 empty] | 2.64 | 1:3 (1 cement : 3 fine sand) | item no.163 | 16 | sqm
2.65 | Finishing walls with Premium Acrylic Smooth exterior paint with Silicone additives of required shade | item no.164 | [57 empty] | 2.65 | Finishing walls with Premium Acrylic Smooth exterior paint with Silicone additives of required shade | item no.164
2.66 | Old work (one or more coats applied @ 0.83 ltr/10 sqm). | item no.165 | 75 | sqm | 64.97 |  |  | Excess(+) | 1 | Full Conversion | INR | [40 empty] | 4873 | 4873 | INR Four Thousand Eight Hundred & Seventy Three Only | [5 empty] | 2.66 | Old work (one or more coats applied @ 0.83 ltr/10 sqm). | item no.165 | 75 | sqm
2.67 | REPAIRS TO BUILDING | item no.166 | [57 empty] | 2.67 | REPAIRS TO BUILDING | item no.166
2.68 | Repairs to plaster of thickness 12 mm to 20 mm in patches of area 2.5 sq.meters and under, including cutting the patch in proper shape, raking out joints and preparing and plastering the surface of the walls complete, including disposal of rubbish to the dumping ground, all complete as per direction of Engineer-in-Charge. | item no.167 | [57 empty] | 2.68 | Repairs to plaster of thickness 12 mm to 20 mm in patches of area 2.5 sq.meters and under, including cutting the patch in proper shape, raking out joints and preparing and plastering the surface of the walls complete, including disposal of rubbish to the dumping ground, all complete as per direction of Engineer-in-Charge. | item no.167
2.69 | With cement mortar 1:4 (1cement: 4 coarse sand) | item no.168 | 37.15 | sqm | 419.11 |  |  | Excess(+) | 1 | Full Conversion | INR | [40 empty] | 15570 | 15570 | INR Fifteen Thousand Five Hundred & Seventy Only | [5 empty] | 2.69 | With cement mortar 1:4 (1cement: 4 coarse sand) | item no.168 | 37.15 | sqm
2.7 | Fixing chowkhats in existing opening including embedding chowkhats in floors or walls cutting masonry for holdfasts, embedding hold fasts in cement concrete blocks of size 15 x 10 x 10 cm with cement concrete 1:3:6 (1 cement : 3 coarse sand : 6 graded stone aggregate 20 mm nominal size), painting two coats of approved wood preservative to sides of chowkhats and making good the damages to walls and floors as required complete, including disposal of rubbish to the dumping ground, all complete as per direction of Engineer-in-Charge. | item no.169 | [57 empty] | 2.7 | Fixing chowkhats in existing opening including embedding chowkhats in floors or walls cutting masonry for holdfasts, embedding hold fasts in cement concrete blocks of size 15 x 10 x 10 cm with cement concrete 1:3:6 (1 cement : 3 coarse sand : 6 graded stone aggregate 20 mm nominal size), painting two coats of approved wood preservative to sides of chowkhats and making good the damages to walls and floors as required complete, including disposal of rubbish to the dumping ground, all complete as per direction of Engineer-in-Charge. | item no.169
2.71 | Door chowkhats | item no.170 | 3 | each | 1319.86 |  |  | Excess(+) | 1 | Full Conversion | INR | [40 empty] | 3960 | 3960 | INR Three Thousand Nine Hundred & Sixty Only | [5 empty] | 2.71 | Door chowkhats | item no.170 | 3 | each
2.72 | Window chowkhats | item no.171 | 2 | each | 831.26 |  |  | Excess(+) | 1 | Full Conversion | INR | [40 empty] | 1663 | 1663 | INR One Thousand Six Hundred & Sixty Three Only | [5 empty] | 2.72 | Window chowkhats | item no.171 | 2 | each
2.73 | Hacking of CC flooring including cleaning for surface etc. complete as per direction of the Engineer-in-Charge. | item no.172 | 251.36 | sqm | 2.5 |  |  | Excess(+) | 1 | Full Conversion | INR | [40 empty] | 628 | 628 | INR Six Hundred & Twenty Eight Only | [5 empty] | 2.73 | Hacking of CC flooring including cleaning for surface etc. complete as per direction of the Engineer-in-Charge. | item no.172 | 251.36 | sqm
2.74 | Taking out existing wooden door shutter, repair by cutting, painting etc. and refixing of repaired door shutters to existing door frames, including replacement of hinges with screws, etc. as required, all complete as per the direction of the Engineer-in-charge. | item no.173 | 14 | each | 285.8 |  |  | Excess(+) | 1 | Full Conversion | INR | [40 empty] | 4001 | 4001 | INR Four Thousand &One Only | [5 empty] | 2.74 | Taking out existing wooden door shutter, repair by cutting, painting etc. and refixing of repaired door shutters to existing door frames, including replacement of hinges with screws, etc. as required, all complete as per the direction of the Engineer-in-charge. | item no.173 | 14 | each
2.75 | Renewing glass panes, with wooden fillets wherever necessary: | item no.174 | [57 empty] | 2.75 | Renewing glass panes, with wooden fillets wherever necessary: | item no.174
2.76 | Float glass panes of nominal thickness 4 mm (weight not less than 10kg/sqm) | item no.175 | 0.5 | sqm | 1184.69 |  |  | Excess(+) | 1 | Full Conversion | INR | [40 empty] | 592 | 592 | INR Five Hundred & Ninety Two Only | [5 empty] | 2.76 | Float glass panes of nominal thickness 4 mm (weight not less than 10kg/sqm) | item no.175 | 0.5 | sqm
2.77 | Dismantling 15 to 40 mm dia G.I. pipe including stacking of dismantled pipes (within 50 metres lead) as per direction of Engineer- in-Charge. (a) Internal Work- Exposed on wall | item no.176 | 45 | metre | 2.49 |  |  | Excess(+) | 1 | Full Conversion | INR | [40 empty] | 112 | 112 | INR One Hundred & Twelve Only | [5 empty] | 2.77 | Dismantling 15 to 40 mm dia G.I. pipe including stacking of dismantled pipes (within 50 metres lead) as per direction of Engineer- in-Charge. (a) Internal Work- Exposed on wall | item no.176 | 45 | metre
2.78 | Taking out existing wooden door shutter, repair by cutting, painting etc. and refixing of repaired door shutters to existing door frames, including replacement of hinges with screws, etc. as required, all complete as per the direction of the Engineer-in-charge. | item no.177 | 15 | each | 285.79 |  |  | Excess(+) | 1 | Full Conversion | INR | [40 empty] | 4287 | 4287 | INR Four Thousand Two Hundred & Eighty Seven Only | [5 empty] | 2.78 | Taking out existing wooden door shutter, repair by cutting, painting etc. and refixing of repaired door shutters to existing door frames, including replacement of hinges with screws, etc. as required, all complete as per the direction of the Engineer-in-charge. | item no.177 | 15 | each
2.79 | Dismantling and Demolishing | item no.178 | [57 empty] | 2.79 | Dismantling and Demolishing | item no.178
2.8 | Demolishing cement concrete manually/ by mechanical means including disposal of material within 50 metres lead as per direction of Engineer - in - charge. | item no.179 | [57 empty] | 2.8 | Demolishing cement concrete manually/ by mechanical means including disposal of material within 50 metres lead as per direction of Engineer - in - charge. | item no.179
2.81 | Nominal concrete 1:3:6 or richer mix (i/c equivalent design mix) | item no.180 | 8.55 | cum | 1759.84 |  |  | Excess(+) | 1 | Full Conversion | INR | [40 empty] | 15047 | 15047 | INR Fifteen Thousand &Forty Seven Only | [5 empty] | 2.81 | Nominal concrete 1:3:6 or richer mix (i/c equivalent design mix) | item no.180 | 8.55 | cum
2.82 | Nominal concrete 1:4:8 or leaner mix (i/c equivalent design mix) | item no.181 | 34.7 | cum | 1086.89 |  |  | Excess(+) | 1 | Full Conversion | INR | [40 empty] | 37715 | 37715 | INR Thirty Seven Thousand Seven Hundred & Fifteen Only | [5 empty] | 2.82 | Nominal concrete 1:4:8 or leaner mix (i/c equivalent design mix) | item no.181 | 34.7 | cum
2.83 | Demolishing R.C.C. work manually/ by mechanical means including stacking of steel bars and disposal of unserviceable material within 50 metres lead as per direction of Engineer - in- charge. | item no.182 | 1.75 | cum | 2567.38 |  |  | Excess(+) | 1 | Full Conversion | INR | [40 empty] | 4493 | 4493 | INR Four Thousand Four Hundred & Ninety Three Only | [5 empty] | 2.83 | Demolishing R.C.C. work manually/ by mechanical means including stacking of steel bars and disposal of unserviceable material within 50 metres lead as per direction of Engineer - in- charge. | item no.182 | 1.75 | cum
2.84 | Extra for cutting reinforcement bars manually/ by mechanical means in R.C.C. or R.B. work (Payment shall be made on the cross sectional area of R.C.C. or R.B. work) as per direction of Engineer- in-charge. | item no.183 | 2.25 | sqm | 830.43 |  |  | Excess(+) | 1 | Full Conversion | INR | [40 empty] | 1868 | 1868 | INR One Thousand Eight Hundred & Sixty Eight Only | [5 empty] | 2.84 | Extra for cutting reinforcement bars manually/ by mechanical means in R.C.C. or R.B. work (Payment shall be made on the cross sectional area of R.C.C. or R.B. work) as per direction of Engineer- in-charge. | item no.183 | 2.25 | sqm
2.85 | Demolishing brick work manually/ by mechanical means including stacking of serviceable material and disposal of unserviceable material within 50 metres lead as per direction of Engineer-in-charge. | item no.184 | [57 empty] | 2.85 | Demolishing brick work manually/ by mechanical means including stacking of serviceable material and disposal of unserviceable material within 50 metres lead as per direction of Engineer-in-charge. | item no.184
2.86 | In cement mortar | item no.185 | 11.5 | cum | 1489.22 |  |  | Excess(+) | 1 | Full Conversion | INR | [40 empty] | 17126 | 17126 | INR Seventeen Thousand One Hundred & Twenty Six Only | [5 empty] | 2.86 | In cement mortar | item no.185 | 11.5 | cum
2.87 | Dismantling doors, windows and clerestory windows (steel or wood) shutter including chowkhats, architrave, holdfasts etc. complete and stacking within 50 metres lead : | item no.186 | [57 empty] | 2.87 | Dismantling doors, windows and clerestory windows (steel or wood) shutter including chowkhats, architrave, holdfasts etc. complete and stacking within 50 metres lead : | item no.186
2.88 | Of area 3 sq. metres and below | item no.187 | 2 | each | 265.41 |  |  | Excess(+) | 1 | Full Conversion | INR | [40 empty] | 531 | 531 | INR Five Hundred & Thirty One Only | [5 empty] | 2.88 | Of area 3 sq. metres and below | item no.187 | 2 | each
2.89 | Taking out doors, windows and clerestory window shutters (steel or wood) including stacking within 50 metres lead : | item no.188 | [57 empty] | 2.89 | Taking out doors, windows and clerestory window shutters (steel or wood) including stacking within 50 metres lead : | item no.188
2.9 | Of area 3 sq. metres and below | item no.189 | 7 | each | 103.73 |  |  | Excess(+) | 1 | Full Conversion | INR | [40 empty] | 726 | 726 | INR Seven Hundred & Twenty Six Only | [5 empty] | 2.9 | Of area 3 sq. metres and below | item no.189 | 7 | each
2.91 | Dismantling tile work in floors and roofs laid in cement mortar including stacking material within 50 metres lead. | item no.190 | [57 empty] | 2.91 | Dismantling tile work in floors and roofs laid in cement mortar including stacking material within 50 metres lead. | item no.190
2.92 | For thickness of tiles 10 mm to 25 mm | item no.191 | 34 | sqm | 53.05 |  |  | Excess(+) | 1 | Full Conversion | INR | [40 empty] | 1804 | 1804 | INR One Thousand Eight Hundred & Four Only | [5 empty] | 2.92 | For thickness of tiles 10 mm to 25 mm | item no.191 | 34 | sqm
2.93 | Dismantling C.I. pipes including excavation and refilling trenches after taking out the pipes, manually/ by mechanical means breaking lead caulked joints, melting of lead and making into blocks including stacking of pipes & lead at site within 50 metre lead as per direction of Engineer-in-charge: | item no.192 | [57 empty] | 2.93 | Dismantling C.I. pipes including excavation and refilling trenches after taking out the pipes, manually/ by mechanical means breaking lead caulked joints, melting of lead and making into blocks including stacking of pipes & lead at site within 50 metre lead as per direction of Engineer-in-charge: | item no.192
2.94 | Up to 150 mm diameter | item no.193 | 25 | metre | 298.73 |  |  | Excess(+) | 1 | Full Conversion | INR | [40 empty] | 7468 | 7468 | INR Seven Thousand Four Hundred & Sixty Eight Only | [5 empty] | 2.94 | Up to 150 mm diameter | item no.193 | 25 | metre
2.95 | Dismantling old plaster or skirting raking out joints and cleaning the surface for plaster including disposal of rubbish to the dumping ground within 50 metres lead. | item no.194 | 67 | sqm | 39.5 |  |  | Excess(+) | 1 | Full Conversion | INR | [40 empty] | 2647 | 2647 | INR Two Thousand Six Hundred & Forty Seven Only | [5 empty] | 2.95 | Dismantling old plaster or skirting raking out joints and cleaning the surface for plaster including disposal of rubbish to the dumping ground within 50 metres lead. | item no.194 | 67 | sqm
2.96 | Disposal of building rubbish / malba / similar unserviceable, dismantled or waste materials by mechanical means, including loading, transporting, unloading to approved municipal dumping ground or as approved by Engineer-in-charge, beyond 50 m initial lead, for all leads including all lifts involved. | item no.195 | 74 | cum | 192.33 |  |  | Excess(+) | 1 | Full Conversion | INR | [40 empty] | 14232 | 14232 | INR Fourteen Thousand Two Hundred & Thirty Two Only | [5 empty] | 2.96 | Disposal of building rubbish / malba / similar unserviceable, dismantled or waste materials by mechanical means, including loading, transporting, unloading to approved municipal dumping ground or as approved by Engineer-in-charge, beyond 50 m initial lead, for all leads including all lifts involved. | item no.195 | 74 | cum
2.97 | Dismantling tile work in floors and roofs laid in cement mortar including stacking material within 50 metres lead. | item no.196 | [57 empty] | 2.97 | Dismantling tile work in floors and roofs laid in cement mortar including stacking material within 50 metres lead. | item no.196
2.98 | For thickness of tiles above 25 mm and up to 40 mm | item no.197 | 1.86 | sqm | 81.89 |  |  | Excess(+) | 1 | Full Conversion | INR | [40 empty] | 152 | 152 | INR One Hundred & Fifty Two Only | [5 empty] | 2.98 | For thickness of tiles above 25 mm and up to 40 mm | item no.197 | 1.86 | sqm
2.99 | Demolishing mud phaska in terracing and disposal of material within 50 metres lead. | item no.198 | 7 | cum | 660.89 |  |  | Excess(+) | 1 | Full Conversion | INR | [40 empty] | 4626 | 4626 | INR Four Thousand Six Hundred & Twenty Six Only | [5 empty] | 2.99 | Demolishing mud phaska in terracing and disposal of material within 50 metres lead. | item no.198 | 7 | cum
3 | Dismantling old plaster or skirting raking out joints and cleaning the surface for plaster including disposal of rubbish to the dumping ground within 50 metres lead. | item no.199 | 80 | sqm | 39.5 |  |  | Excess(+) | 1 | Full Conversion | INR | [40 empty] | 3160 | 3160 | INR Three Thousand One Hundred & Sixty Only | [5 empty] | 3 | Dismantling old plaster or skirting raking out joints and cleaning the surface for plaster including disposal of rubbish to the dumping ground within 50 metres lead. | item no.199 | 80 | sqm
3.01 | ROAD WORK | item no.200 | [57 empty] | 3.01 | ROAD WORK | item no.200
3.02 | Fencing with angle iron post placed at required distance embedded in cement concrete blocks, every 15th post, last but one end post and corner post shall be strutted on both sides and end post on one side only and provided with horizontal lines and two diagonals interwoven with horizontal wires, of barbed wire weighing 9.38 kg per 100 m (minimum), between the two posts fitted and fixed with G.I. staples, turn buckles etc. complete. (Cost of posts, struts, earth work and concrete work to be paid for separately). Payment to be made per metre cost of total length of barbed wire used. | item no.201 | [57 empty] | 3.02 | Fencing with angle iron post placed at required distance embedded in cement concrete blocks, every 15th post, last but one end post and corner post shall be strutted on both sides and end post on one side only and provided with horizontal lines and two diagonals interwoven with horizontal wires, of barbed wire weighing 9.38 kg per 100 m (minimum), between the two posts fitted and fixed with G.I. staples, turn buckles etc. complete. (Cost of posts, struts, earth work and concrete work to be paid for separately). Payment to be made per metre cost of total length of barbed wire used. | item no.201
3.03 | With G.I. barbed wire | item no.202 | 300 | metre | 17.19 |  |  | Excess(+) | 1 | Full Conversion | INR | [40 empty] | 5157 | 5157 | INR Five Thousand One Hundred & Fifty Seven Only | [5 empty] | 3.03 | With G.I. barbed wire | item no.202 | 300 | metre
3.04 | Supplying at site Angle iron post & strut of required size including bottom to be split and bent at right angle in opposite direction for 10 cm length and drilling holes upto 10 mm dia. etc. complete. | item no.203 | 20 | kg | 87.64 |  |  | Excess(+) | 1 | Full Conversion | INR | [40 empty] | 1753 | 1753 | INR One Thousand Seven Hundred & Fifty Three Only | [5 empty] | 3.04 | Supplying at site Angle iron post & strut of required size including bottom to be split and bent at right angle in opposite direction for 10 cm length and drilling holes upto 10 mm dia. etc. complete. | item no.203 | 20 | kg
3.05 | SANITARY INSTALLATIONS | item no.204 | [57 empty] | 3.05 | SANITARY INSTALLATIONS | item no.204
3.06 | Providing and fixing white vitreous china pedestal type water closet (European type W.C. pan) with seat and lid, 10 litre low level white P.V.C. flushing cistern, including flush pipe, with manually controlled device (handle lever), conforming to IS : 7231, with all fittings and fixtures complete, including cutting and making good the walls and floors wherever required : | item no.205 | [57 empty] | 3.06 | Providing and fixing white vitreous china pedestal type water closet (European type W.C. pan) with seat and lid, 10 litre low level white P.V.C. flushing cistern, including flush pipe, with manually controlled device (handle lever), conforming to IS : 7231, with all fittings and fixtures complete, including cutting and making good the walls and floors wherever required : | item no.205
3.07 | W.C. pan with ISI marked black solid plastic seat and lid | item no.206 | 3 | each | 4758.26 |  |  | Excess(+) | 1 | Full Conversion | INR | [40 empty] | 14275 | 14275 | INR Fourteen Thousand Two Hundred & Seventy Five Only | [5 empty] | 3.07 | W.C. pan with ISI marked black solid plastic seat and lid | item no.206 | 3 | each
3.08 | Providing and fixing wash basin with C.I. brackets, 15 mm C.P. brass pillar taps, 32 mm C.P. brass waste of standard pattern, including painting of fittings and brackets, cutting and making good the walls wherever require: | item no.207 | [57 empty] | 3.08 | Providing and fixing wash basin with C.I. brackets, 15 mm C.P. brass pillar taps, 32 mm C.P. brass waste of standard pattern, including painting of fittings and brackets, cutting and making good the walls wherever require: | item no.207
3.09 | White Vitreous China Flat back wash basin size 550x 400 mm with single 15 mm C.P. brass pillar tap | item no.208 | 2 | each | 2394.96 |  |  | Excess(+) | 1 | Full Conversion | INR | [40 empty] | 4790 | 4790 | INR Four Thousand Seven Hundred & Ninety Only | [5 empty] | 3.09 | White Vitreous China Flat back wash basin size 550x 400 mm with single 15 mm C.P. brass pillar tap | item no.208 | 2 | each
3.1 | Providing and fixing Stainless Steel A ISI 304 (18/8) kitchen sink as per IS:13983 with C.I. brackets and stainless steel plug 40 mm, including painting of fittings and brackets, cutting and making good the walls wherever required : | item no.209 | [57 empty] | 3.1 | Providing and fixing Stainless Steel A ISI 304 (18/8) kitchen sink as per IS:13983 with C.I. brackets and stainless steel plug 40 mm, including painting of fittings and brackets, cutting and making good the walls wherever required : | item no.209
3.11 | Kitchen sink with drain board | item no.210 | [57 empty] | 3.11 | Kitchen sink with drain board | item no.210
3.12 | 510x1040 mm bowl depth 225 mm | item no.211 | 1 | each | 5854.8 |  |  | Excess(+) | 1 | Full Conversion | INR | [40 empty] | 5855 | 5855 | INR Five Thousand Eight Hundred & Fifty Five Only | [5 empty] | 3.12 | 510x1040 mm bowl depth 225 mm | item no.211 | 1 | each
3.13 | Providing and fixing 8 mm dia C.P. / S.S. Jet with flexible tube upto 1 metre long with S.S. triangular plate to Eureopean type W.C. of quality and make as approved by Engineer - in - charge. | item no.212 | 2 | each | 262.47 |  |  | Excess(+) | 1 | Full Conversion | INR | [40 empty] | 525 | 525 | INR Five Hundred & Twenty Five Only | [5 empty] | 3.13 | Providing and fixing 8 mm dia C.P. / S.S. Jet with flexible tube upto 1 metre long with S.S. triangular plate to Eureopean type W.C. of quality and make as approved by Engineer - in - charge. | item no.212 | 2 | each
3.14 | Providing and fixing CP Brass 32mm size Bottle Trap of approved quality & make and as per the direction of Engineer-in-charge. | item no.213 | 4 | each | 777.07 |  |  | Excess(+) | 1 | Full Conversion | INR | [40 empty] | 3108 | 3108 | INR Three Thousand One Hundred & Eight Only | [5 empty] | 3.14 | Providing and fixing CP Brass 32mm size Bottle Trap of approved quality & make and as per the direction of Engineer-in-charge. | item no.213 | 4 | each
3.15 | Providing and fixing CP Brass Single lever telephonic wall mixer of quality & make as approved by Engineer in charge. (a) 15 mm nominal dia | item no.214 | 4 | each | 5365.32 |  |  | Excess(+) | 1 | Full Conversion | INR | [40 empty] | 21461 | 21461 | INR Twenty One Thousand Four Hundred & Sixty One Only | [5 empty] | 3.15 | Providing and fixing CP Brass Single lever telephonic wall mixer of quality & make as approved by Engineer in charge. (a) 15 mm nominal dia | item no.214 | 4 | each
3.16 | Providing and fixing P.V.C. waste pipe for sink or wash basin including P.V.C. waste fittings complete. | item no.215 | [57 empty] | 3.16 | Providing and fixing P.V.C. waste pipe for sink or wash basin including P.V.C. waste fittings complete. | item no.215
3.17 | Flexible pipe | item no.216 | [57 empty] | 3.17 | Flexible pipe | item no.216
3.18 | 32 mm dia | item no.217 | 1 | each | 91.49 |  |  | Excess(+) | 1 | Full Conversion | INR | [40 empty] | 91 | 91 | INR Ninety One Only | [5 empty] | 3.18 | 32 mm dia | item no.217 | 1 | each
3.19 | Providing and fixing 600x450 mm beveled edge mirror of superior glass (of approved quality) complete with 6 mm thick hard board ground fixed to wooden cleats with C.P. brass screws and washers complete. | item no.218 | 2 | each | 1237.31 |  |  | Excess(+) | 1 | Full Conversion | INR | [40 empty] | 2475 | 2475 | INR Two Thousand Four Hundred & Seventy Five Only | [5 empty] | 3.19 | Providing and fixing 600x450 mm beveled edge mirror of superior glass (of approved quality) complete with 6 mm thick hard board ground fixed to wooden cleats with C.P. brass screws and washers complete. | item no.218 | 2 | each
3.2 | Providing and fixing soil, waste and vent pipes : | item no.219 | [57 empty] | 3.2 | Providing and fixing soil, waste and vent pipes : | item no.219
3.21 | 100 mm dia | item no.220 | [57 empty] | 3.21 | 100 mm dia | item no.220
3.22 | Centrifugally cast (spun) iron socket & spigot (S&S) pipe as per IS: 3989 | item no.221 | 15 | metre | 944.67 |  |  | Excess(+) | 1 | Full Conversion | INR | [40 empty] | 14170 | 14170 | INR Fourteen Thousand One Hundred & Seventy Only | [5 empty] | 3.22 | Centrifugally cast (spun) iron socket & spigot (S&S) pipe as per IS: 3989 | item no.221 | 15 | metre
3.23 | 75 mm diameter : | item no.222 | [57 empty] | 3.23 | 75 mm diameter : | item no.222
3.24 | Centrifugally cast (spun) iron socketed pipe as per IS: 3989 | item no.223 | 10 | metre | 913.72 |  |  | Excess(+) | 1 | Full Conversion | INR | [40 empty] | 9137 | 9137 | INR Nine Thousand One Hundred & Thirty Seven Only | [5 empty] | 3.24 | Centrifugally cast (spun) iron socketed pipe as per IS: 3989 | item no.223 | 10 | metre
3.25 | Providing and fixing bend of required degree with access door, insertion rubber washer 3 mm thick, bolts and nuts complete. | item no.224 | [57 empty] | 3.25 | Providing and fixing bend of required degree with access door, insertion rubber washer 3 mm thick, bolts and nuts complete. | item no.224
3.26 | 100 mm dia | item no.225 | [57 empty] | 3.26 | 100 mm dia | item no.225
3.27 | Sand cast iron S&S as per IS - 3989 | item no.226 | 3 | each | 523.98 |  |  | Excess(+) | 1 | Full Conversion | INR | [40 empty] | 1572 | 1572 | INR One Thousand Five Hundred & Seventy Two Only | [5 empty] | 3.27 | Sand cast iron S&S as per IS - 3989 | item no.226 | 3 | each
3.28 | Providing and fixing plain bend of required degree. | item no.227 | [57 empty] | 3.28 | Providing and fixing plain bend of required degree. | item no.227
3.29 | 100 mm dia | item no.228 | [57 empty] | 3.29 | 100 mm dia | item no.228
3.3 | Sand cast iron S&S as per IS : 3989 | item no.229 | 7 | each | 385.58 |  |  | Excess(+) | 1 | Full Conversion | INR | [40 empty] | 2699 | 2699 | INR Two Thousand Six Hundred & Ninety Nine Only | [5 empty] | 3.3 | Sand cast iron S&S as per IS : 3989 | item no.229 | 7 | each
3.31 | Providing and fixing collar : | item no.230 | [57 empty] | 3.31 | Providing and fixing collar : | item no.230
3.32 | 100 mm | item no.231 | [57 empty] | 3.32 | 100 mm | item no.231
3.33 | Sand cast iron S&S as per IS - 3989 | item no.232 | 7 | each | 385.58 |  |  | Excess(+) | 1 | Full Conversion | INR | [40 empty] | 2699 | 2699 | INR Two Thousand Six Hundred & Ninety Nine Only | [5 empty] | 3.33 | Sand cast iron S&S as per IS - 3989 | item no.232 | 7 | each
3.34 | 75 mm | item no.233 | [57 empty] | 3.34 | 75 mm | item no.233
3.35 | Sand cast iron S&S as per IS - 3989 | item no.234 | 3 | each | 238.01 |  |  | Excess(+) | 1 | Full Conversion | INR | [40 empty] | 714 | 714 | INR Seven Hundred & Fourteen Only | [5 empty] | 3.35 | Sand cast iron S&S as per IS - 3989 | item no.234 | 3 | each
3.36 | Providing lead caulked joints to sand cast iron/centrifugally cast (spun) iron pipes and fittings of diameter : | item no.235 | [57 empty] | 3.36 | Providing lead caulked joints to sand cast iron/centrifugally cast (spun) iron pipes and fittings of diameter : | item no.235
3.37 | 100 mm | item no.236 | 32 | each | 481.94 |  |  | Excess(+) | 1 | Full Conversion | INR | [40 empty] | 15422 | 15422 | INR Fifteen Thousand Four Hundred & Twenty Two Only | [5 empty] | 3.37 | 100 mm | item no.236 | 32 | each
3.38 | 75 mm | item no.237 | 14 | each | 408.94 |  |  | Excess(+) | 1 | Full Conversion | INR | [40 empty] | 5725 | 5725 | INR Five Thousand Seven Hundred & Twenty Five Only | [5 empty] | 3.38 | 75 mm | item no.237 | 14 | each
3.39 | Providing and fixing trap of self cleansing design with screwed down or hinged grating with or without vent arm complete, including cost of cutting and making good the walls and floors : | item no.238 | [57 empty] | 3.39 | Providing and fixing trap of self cleansing design with screwed down or hinged grating with or without vent arm complete, including cost of cutting and making good the walls and floors : | item no.238
3.4 | 100 mm inlet and 100 mm outlet | item no.239 | [57 empty] | 3.4 | 100 mm inlet and 100 mm outlet | item no.239
3.41 | Sand cast iron S&S as per IS: 3989 | item no.240 | 5 | each | 1406.49 |  |  | Excess(+) | 1 | Full Conversion | INR | [40 empty] | 7032 | 7032 | INR Seven Thousand &Thirty Two Only | [5 empty] | 3.41 | Sand cast iron S&S as per IS: 3989 | item no.240 | 5 | each
3.42 | 100 mm inlet and 75 mm outlet | item no.241 | [57 empty] | 3.42 | 100 mm inlet and 75 mm outlet | item no.241
3.43 | Sand cast iron S&S as per IS - 3989 | item no.242 | 4 | each | 1465.15 |  |  | Excess(+) | 1 | Full Conversion | INR | [40 empty] | 5861 | 5861 | INR Five Thousand Eight Hundred & Sixty One Only | [5 empty] | 3.43 | Sand cast iron S&S as per IS - 3989 | item no.242 | 4 | each
3.44 | Providing and fixing water closet squatting pan (Indian type W.C. pan ) with 100 mm sand cast Iron P or S trap, 10 litre low level white P.V.C. flushing cistern, including flush pipe, with manually controlled device (handle lever) conforming to IS : 7231, with all fittings and fixtures complete, including cutting and making good the walls and floors wherever required: | item no.243 | [57 empty] | 3.44 | Providing and fixing water closet squatting pan (Indian type W.C. pan ) with 100 mm sand cast Iron P or S trap, 10 litre low level white P.V.C. flushing cistern, including flush pipe, with manually controlled device (handle lever) conforming to IS : 7231, with all fittings and fixtures complete, including cutting and making good the walls and floors wherever required: | item no.243
3.45 | White Vitreous china Orissa pattern W.C. pan of size 580x440 mm with integral type foot rests | item no.244 | 1 | each | 5069.13 |  |  | Excess(+) | 1 | Full Conversion | INR | [40 empty] | 5069 | 5069 | INR Five Thousand &Sixty Nine Only | [5 empty] | 3.45 | White Vitreous china Orissa pattern W.C. pan of size 580x440 mm with integral type foot rests | item no.244 | 1 | each
3.46 | Providing and fixing white vitreous china wash basin including making all connections but excluding the cost of fittings : | item no.245 | [57 empty] | 3.46 | Providing and fixing white vitreous china wash basin including making all connections but excluding the cost of fittings : | item no.245
3.47 | Flat back wash basin of size 550x400 mm | item no.246 | 2 | each | 802.67 |  |  | Excess(+) | 1 | Full Conversion | INR | [40 empty] | 1605 | 1605 | INR One Thousand Six Hundred & Five Only | [5 empty] | 3.47 | Flat back wash basin of size 550x400 mm | item no.246 | 2 | each
3.48 | Providing and fixing 600x450 mm beveled edge mirror of superior glass (of approved quality) complete with 6 mm thick hard board ground fixed to wooden cleats with C.P. brass screws and washers complete. | item no.247 | 2 | each | 1237.3 |  |  | Excess(+) | 1 | Full Conversion | INR | [40 empty] | 2475 | 2475 | INR Two Thousand Four Hundred & Seventy Five Only | [5 empty] | 3.48 | Providing and fixing 600x450 mm beveled edge mirror of superior glass (of approved quality) complete with 6 mm thick hard board ground fixed to wooden cleats with C.P. brass screws and washers complete. | item no.247 | 2 | each
3.49 | Providing and fixing soil, waste and vent pipes : | item no.248 | [57 empty] | 3.49 | Providing and fixing soil, waste and vent pipes : | item no.248
3.5 | 100 mm dia | item no.249 | [57 empty] | 3.5 | 100 mm dia | item no.249
3.51 | Sand cast iron S&S pipe as per IS: 1729 | item no.250 | 7.6 | metre | 892.63 |  |  | Excess(+) | 1 | Full Conversion | INR | [40 empty] | 6784 | 6784 | INR Six Thousand Seven Hundred & Eighty Four Only | [5 empty] | 3.51 | Sand cast iron S&S pipe as per IS: 1729 | item no.250 | 7.6 | metre
3.52 | 75 mm diameter : | item no.251 | [57 empty] | 3.52 | 75 mm diameter : | item no.251
3.53 | Sand cast iron S&S pipe as per IS: 1729 | item no.252 | 3.6 | metre | 816.79 |  |  | Excess(+) | 1 | Full Conversion | INR | [40 empty] | 2940 | 2940 | INR Two Thousand Nine Hundred & Forty Only | [5 empty] | 3.53 | Sand cast iron S&S pipe as per IS: 1729 | item no.252 | 3.6 | metre
3.54 | WATER SUPPLY | item no.253 | [57 empty] | 3.54 | WATER SUPPLY | item no.253
3.55 | Providing and fixing G.I. pipes complete with G.I. fittings and clamps, i/c cutting and making good the walls etc. Internal work - Exposed on wall | item no.254 | [57 empty] | 3.55 | Providing and fixing G.I. pipes complete with G.I. fittings and clamps, i/c cutting and making good the walls etc. Internal work - Exposed on wall | item no.254
3.56 | 15 mm dia nominal bore | item no.255 | 20.01 | metre | 266.68 |  |  | Excess(+) | 1 | Full Conversion | INR | [40 empty] | 5336 | 5336 | INR Five Thousand Three Hundred & Thirty Six Only | [5 empty] | 3.56 | 15 mm dia nominal bore | item no.255 | 20.01 | metre
3.57 | 20 mm dia nominal bore | item no.256 | 48.5 | metre | 327.36 |  |  | Excess(+) | 1 | Full Conversion | INR | [40 empty] | 15877 | 15877 | INR Fifteen Thousand Eight Hundred & Seventy Seven Only | [5 empty] | 3.57 | 20 mm dia nominal bore | item no.256 | 48.5 | metre
3.58 | Providing and fixing G.I. Pipes complete with G.I. fittings and clamps, i/c making good the walls etc. concealed pipe, including painting with anti corrosive bitumastic paint, cutting chases and making good the wall : | item no.257 | [57 empty] | 3.58 | Providing and fixing G.I. Pipes complete with G.I. fittings and clamps, i/c making good the walls etc. concealed pipe, including painting with anti corrosive bitumastic paint, cutting chases and making good the wall : | item no.257
3.59 | 15 mm dia nominal bore | item no.258 | 10 | metre | 425.43 |  |  | Excess(+) | 1 | Full Conversion | INR | [40 empty] | 4254 | 4254 | INR Four Thousand Two Hundred & Fifty Four Only | [5 empty] | 3.59 | 15 mm dia nominal bore | item no.258 | 10 | metre
3.6 | Providing and fixing G.I. pipes complete with G.I. fittings including trenching and refilling etc. External work | item no.259 | [57 empty] | 3.6 | Providing and fixing G.I. pipes complete with G.I. fittings including trenching and refilling etc. External work | item no.259
3.61 | 20 mm dia nominal bore | item no.260 | 45 | metre | 276.5 |  |  | Excess(+) | 1 | Full Conversion | INR | [40 empty] | 12443 | 12443 | INR Twelve Thousand Four Hundred & Forty Three Only | [5 empty] | 3.61 | 20 mm dia nominal bore | item no.260 | 45 | metre
3.62 | 25 mm dia nominal bore | item no.261 | 20 | metre | 366.46 |  |  | Excess(+) | 1 | Full Conversion | INR | [40 empty] | 7329 | 7329 | INR Seven Thousand Three Hundred & Twenty Nine Only | [5 empty] | 3.62 | 25 mm dia nominal bore | item no.261 | 20 | metre
3.63 | 32 mm dia nominal bore | item no.262 | 2 | metre | 401.32 |  |  | Excess(+) | 1 | Full Conversion | INR | [40 empty] | 803 | 803 | INR Eight Hundred & Three Only | [5 empty] | 3.63 | 32 mm dia nominal bore | item no.262 | 2 | metre
3.64 | Making connection of G.I. distribution branch with G.I. main of following sizes by providing and fixing tee, including cutting and threading the pipe etc. complete : | item no.263 | [57 empty] | 3.64 | Making connection of G.I. distribution branch with G.I. main of following sizes by providing and fixing tee, including cutting and threading the pipe etc. complete : | item no.263
3.65 | 25 to 40 mm nominal bore | item no.264 | 1 | each | 663.83 |  |  | Excess(+) | 1 | Full Conversion | INR | [40 empty] | 664 | 664 | INR Six Hundred & Sixty Four Only | [5 empty] | 3.65 | 25 to 40 mm nominal bore | item no.264 | 1 | each
3.66 | Providing and fixing gun metal gate valve with C.I. wheel of approved quality (screwed end) : | item no.265 | [57 empty] | 3.66 | Providing and fixing gun metal gate valve with C.I. wheel of approved quality (screwed end) : | item no.265
3.67 | 20 mm nominal bore | item no.266 | 11 | each | 404.87 |  |  | Excess(+) | 1 | Full Conversion | INR | [40 empty] | 4454 | 4454 | INR Four Thousand Four Hundred & Fifty Four Only | [5 empty] | 3.67 | 20 mm nominal bore | item no.266 | 11 | each
3.68 | 25 mm nominal bore | item no.267 | 1 | each | 466.76 |  |  | Excess(+) | 1 | Full Conversion | INR | [40 empty] | 467 | 467 | INR Four Hundred & Sixty Seven Only | [5 empty] | 3.68 | 25 mm nominal bore | item no.267 | 1 | each
3.69 | Providing and fixing ball valve (brass) of approved quality, High or low pressure, with plastic floats complete : | item no.268 | [57 empty] | 3.69 | Providing and fixing ball valve (brass) of approved quality, High or low pressure, with plastic floats complete : | item no.268
3.7 | 20 mm nominal bore | item no.269 | 1 | each | 348.49 |  |  | Excess(+) | 1 | Full Conversion | INR | [40 empty] | 348 | 348 | INR Three Hundred & Forty Eight Only | [5 empty] | 3.7 | 20 mm nominal bore | item no.269 | 1 | each
3.71 | Providing and fixing brass ferrule with C.I. mouth cover including boring and tapping the main : | item no.270 | [57 empty] | 3.71 | Providing and fixing brass ferrule with C.I. mouth cover including boring and tapping the main : | item no.270
3.72 | 20 mm nominal bore | item no.271 | 1 | each | 305.04 |  |  | Excess(+) | 1 | Full Conversion | INR | [40 empty] | 305 | 305 | INR Three Hundred & Five Only | [5 empty] | 3.72 | 20 mm nominal bore | item no.271 | 1 | each
3.73 | Providing and fixing uplasticised PVC connection pipe with brass unions : | item no.272 | [57 empty] | 3.73 | Providing and fixing uplasticised PVC connection pipe with brass unions : | item no.272
3.74 | 45 cm length | item no.273 | [57 empty] | 3.74 | 45 cm length | item no.273
3.75 | 15 mm nominal bore | item no.274 | 16 | each | 74.7 |  |  | Excess(+) | 1 | Full Conversion | INR | [40 empty] | 1195 | 1195 | INR One Thousand One Hundred & Ninety Five Only | [5 empty] | 3.75 | 15 mm nominal bore | item no.274 | 16 | each
3.76 | Constructing masonry Chamber 30x30x50 cm inside, in brick work in cement mortar 1:4 (1 cement :4 coarse sand) for stop cock, with C. I. surface box 100x100 x75 mm (inside) with hinged cover fixed in cement concrete slab 1:2:4 mix (1 cement : 2 coarse sand : 4 graded stone aggregate 20 mm nominal size), i/c necessary excavation, foundation concrete 1:5:10 ( 1 cement : 5 fine sand : 10 graded stone aggregate 40mm nominal size ) and inside plastering with cement mortar 1:3 (1 cement : 3 coarse sand) 12mm thick, finished with a floating coat of neat cement complete as per standard design : | item no.275 | [57 empty] | 3.76 | Constructing masonry Chamber 30x30x50 cm inside, in brick work in cement mortar 1:4 (1 cement :4 coarse sand) for stop cock, with C. I. surface box 100x100 x75 mm (inside) with hinged cover fixed in cement concrete slab 1:2:4 mix (1 cement : 2 coarse sand : 4 graded stone aggregate 20 mm nominal size), i/c necessary excavation, foundation concrete 1:5:10 ( 1 cement : 5 fine sand : 10 graded stone aggregate 40mm nominal size ) and inside plastering with cement mortar 1:3 (1 cement : 3 coarse sand) 12mm thick, finished with a floating coat of neat cement complete as per standard design : | item no.275
3.77 | With common burnt clay F.P.S.(non modular) bricks of class designation 7.5 | item no.276 | 7 | each | 1501.23 |  |  | Excess(+) | 1 | Full Conversion | INR | [40 empty] | 10509 | 10509 | INR Ten Thousand Five Hundred & Nine Only | [5 empty] | 3.77 | With common burnt clay F.P.S.(non modular) bricks of class designation 7.5 | item no.276 | 7 | each
3.78 | Painting G.I. pipes and fittings with two coats of anti-corrosive bitumastic paint of approved quality : | item no.277 | [57 empty] | 3.78 | Painting G.I. pipes and fittings with two coats of anti-corrosive bitumastic paint of approved quality : | item no.277
3.79 | 20 mm diameter pipe | item no.278 | 45 | metre | 10.52 |  |  | Excess(+) | 1 | Full Conversion | INR | [40 empty] | 473 | 473 | INR Four Hundred & Seventy Three Only | [5 empty] | 3.79 | 20 mm diameter pipe | item no.278 | 45 | metre
3.8 | 25 mm diameter pipe | item no.279 | 20 | metre | 13.37 |  |  | Excess(+) | 1 | Full Conversion | INR | [40 empty] | 267 | 267 | INR Two Hundred & Sixty Seven Only | [5 empty] | 3.8 | 25 mm diameter pipe | item no.279 | 20 | metre
3.81 | 32 mm diameter pipe | item no.280 | 2 | metre | 16.13 |  |  | Excess(+) | 1 | Full Conversion | INR | [40 empty] | 32 | 32 | INR Thirty Two Only | [5 empty] | 3.81 | 32 mm diameter pipe | item no.280 | 2 | metre
3.82 | Providing and filling sand of grading zone V or coarser grade, allround the G.I. pipes in external work : | item no.281 | [57 empty] | 3.82 | Providing and filling sand of grading zone V or coarser grade, allround the G.I. pipes in external work : | item no.281
3.83 | 20 mm diameter pipe | item no.282 | 45 | metre | 140.16 |  |  | Excess(+) | 1 | Full Conversion | INR | [40 empty] | 6307 | 6307 | INR Six Thousand Three Hundred & Seven Only | [5 empty] | 3.83 | 20 mm diameter pipe | item no.282 | 45 | metre
3.84 | 25 mm diameter pipe | item no.283 | 20 | metre | 143.88 |  |  | Excess(+) | 1 | Full Conversion | INR | [40 empty] | 2878 | 2878 | INR Two Thousand Eight Hundred & Seventy Eight Only | [5 empty] | 3.84 | 25 mm diameter pipe | item no.283 | 20 | metre
3.85 | 32 mm diameter pipe | item no.284 | 2 | metre | 147.61 |  |  | Excess(+) | 1 | Full Conversion | INR | [40 empty] | 295 | 295 | INR Two Hundred & Ninety Five Only | [5 empty] | 3.85 | 32 mm diameter pipe | item no.284 | 2 | metre
3.86 | Providing and fixing G.I. Union in G.I. pipe including cutting and threading the pipe and making long screws etc. complete (New work) : | item no.285 | [57 empty] | 3.86 | Providing and fixing G.I. Union in G.I. pipe including cutting and threading the pipe and making long screws etc. complete (New work) : | item no.285
3.87 | 15 mm nominal bore | item no.286 | 2 | each | 229.99 |  |  | Excess(+) | 1 | Full Conversion | INR | [40 empty] | 460 | 460 | INR Four Hundred & Sixty Only | [5 empty] | 3.87 | 15 mm nominal bore | item no.286 | 2 | each
3.88 | 20 mm nominal bore | item no.287 | 8 | each | 253.44 |  |  | Excess(+) | 1 | Full Conversion | INR | [40 empty] | 2028 | 2028 | INR Two Thousand &Twenty Eight Only | [5 empty] | 3.88 | 20 mm nominal bore | item no.287 | 8 | each
3.89 | 25 mm nominal bore | item no.288 | 2 | each | 323.85 |  |  | Excess(+) | 1 | Full Conversion | INR | [40 empty] | 648 | 648 | INR Six Hundred & Forty Eight Only | [5 empty] | 3.89 | 25 mm nominal bore | item no.288 | 2 | each
3.9 | Providing and placing on terrace (at all floor levels) polyethylene water storage tank, IS : 12701 marked, with cover and suitable locking arrangement and making necessary holes for inlet, outlet and overflow pipes but without fittings and the base support for tank. | item no.289 | 750 | per litre | 8.51 |  |  | Excess(+) | 1 | Full Conversion | INR | [40 empty] | 6383 | 6383 | INR Six Thousand Three Hundred & Eighty Three Only | [5 empty] | 3.9 | Providing and placing on terrace (at all floor levels) polyethylene water storage tank, IS : 12701 marked, with cover and suitable locking arrangement and making necessary holes for inlet, outlet and overflow pipes but without fittings and the base support for tank. | item no.289 | 750 | per litre
3.91 | Providing and fixing C.P. brass bib cock of approved quality conforming to IS:8931 : | item no.290 | [57 empty] | 3.91 | Providing and fixing C.P. brass bib cock of approved quality conforming to IS:8931 : | item no.290
3.92 | 15 mm nominal bore | item no.291 | 7 | each | 380.71 |  |  | Excess(+) | 1 | Full Conversion | INR | [40 empty] | 2665 | 2665 | INR Two Thousand Six Hundred & Sixty Five Only | [5 empty] | 3.92 | 15 mm nominal bore | item no.291 | 7 | each
3.93 | Providing and fixing C.P. brass long body bib cock of approved quality conforming to IS standards and weighing not less than 690 gms. | item no.292 | [57 empty] | 3.93 | Providing and fixing C.P. brass long body bib cock of approved quality conforming to IS standards and weighing not less than 690 gms. | item no.292
3.94 | 15 mm nominal bore | item no.293 | 2 | each | 621.13 |  |  | Excess(+) | 1 | Full Conversion | INR | [40 empty] | 1242 | 1242 | INR One Thousand Two Hundred & Forty Two Only | [5 empty] | 3.94 | 15 mm nominal bore | item no.293 | 2 | each
3.95 | Providing and fixing C.P. brass stop cock (concealed) of standard design and of approved make conforming to IS:8931. | item no.294 | [57 empty] | 3.95 | Providing and fixing C.P. brass stop cock (concealed) of standard design and of approved make conforming to IS:8931. | item no.294
3.96 | 15 mm nominal bore | item no.295 | 4 | each | 521.48 |  |  | Excess(+) | 1 | Full Conversion | INR | [40 empty] | 2086 | 2086 | INR Two Thousand &Eighty Six Only | [5 empty] | 3.96 | 15 mm nominal bore | item no.295 | 4 | each
3.97 | Providing and fixing C.P. brass angle valve for basin mixer and geyser points of approved quality conforming to IS:8931 | item no.296 | [57 empty] | 3.97 | Providing and fixing C.P. brass angle valve for basin mixer and geyser points of approved quality conforming to IS:8931 | item no.296
3.98 | 15mm nominal bore | item no.297 | 10 | each | 438.71 |  |  | Excess(+) | 1 | Full Conversion | INR | [40 empty] | 4387 | 4387 | INR Four Thousand Three Hundred & Eighty Seven Only | [5 empty] | 3.98 | 15mm nominal bore | item no.297 | 10 | each
3.99 | Providing and fixing C.P. Brass extension nipple (size 15mmx50mm) of approved make and quality as per direction of Engineer-in-charge. | item no.298 | 17 | each | 54.1 |  |  | Excess(+) | 1 | Full Conversion | INR | [40 empty] | 920 | 920 | INR Nine Hundred & Twenty Only | [5 empty] | 3.99 | Providing and fixing C.P. Brass extension nipple (size 15mmx50mm) of approved make and quality as per direction of Engineer-in-charge. | item no.298 | 17 | each
4 | Providing and fixing enclosed type water meter (bulk type) conforming to IS : 2373 and tested by Municipal Board complete with bolts, nuts, rubber insertions etc. (The tail pieces if required will be paid separately) : | item no.299 | [57 empty] | 4 | Providing and fixing enclosed type water meter (bulk type) conforming to IS : 2373 and tested by Municipal Board complete with bolts, nuts, rubber insertions etc. (The tail pieces if required will be paid separately) : | item no.299
4.01 | 80 mm dia nominal bore | item no.300 | 1 | each | 2863.74 |  |  | Excess(+) | 1 | Full Conversion | INR | [40 empty] | 2864 | 2864 | INR Two Thousand Eight Hundred & Sixty Four Only | [5 empty] | 4.01 | 80 mm dia nominal bore | item no.300 | 1 | each
4.02 | Cutting holes up to 30x30 cm in walls including making good the same: | item no.301 | [57 empty] | 4.02 | Cutting holes up to 30x30 cm in walls including making good the same: | item no.301
4.03 | With common burnt clay F.P.S. (non modular) bricks | item no.302 | 8 | each | 317.76 |  |  | Excess(+) | 1 | Full Conversion | INR | [40 empty] | 2542 | 2542 | INR Two Thousand Five Hundred & Forty Two Only | [5 empty] | 4.03 | With common burnt clay F.P.S. (non modular) bricks | item no.302 | 8 | each
4.04 | Making chases up to 7.5x7.5 cm in walls including making good and finishing with matching surface after housing G.I. pipe etc. | item no.303 | 25.5 | metre | 150.64 |  |  | Excess(+) | 1 | Full Conversion | INR | [40 empty] | 3841 | 3841 | INR Three Thousand Eight Hundred & Forty One Only | [5 empty] | 4.04 | Making chases up to 7.5x7.5 cm in walls including making good and finishing with matching surface after housing G.I. pipe etc. | item no.303 | 25.5 | metre
4.05 | Providing and fixing Chlorinated Polyvinyl Chloride (CPVC) pipes, having thermal stability for hot & cold water supply, including all CPVC plain & brass threaded fittings, including fixing the pipe with clamps at 1.00 m spacing. This includes jointing of pipes & fittings with one step CPVC solvent cement and testing of joints complete as per direction of Engineer in Charge. Internal work - Exposed on wall | item no.304 | [57 empty] | 4.05 | Providing and fixing Chlorinated Polyvinyl Chloride (CPVC) pipes, having thermal stability for hot & cold water supply, including all CPVC plain & brass threaded fittings, including fixing the pipe with clamps at 1.00 m spacing. This includes jointing of pipes & fittings with one step CPVC solvent cement and testing of joints complete as per direction of Engineer in Charge. Internal work - Exposed on wall | item no.304
4.06 | 20 mm nominal dia Pipes | item no.305 | 0.9 | metre | 285.05 |  |  | Excess(+) | 1 | Full Conversion | INR | [40 empty] | 257 | 257 | INR Two Hundred & Fifty Seven Only | [5 empty] | 4.06 | 20 mm nominal dia Pipes | item no.305 | 0.9 | metre
4.07 | Providing and fixing Chlorinated Polyvinyl Chloride (CPVC) pipes, having thermal stability for hot & cold water supply, including all CPVC plain & brass threaded fittings, i/c fixing the pipe with clamps at 1.00 m spacing. This includes jointing of pipes & fittings with one step CPVC solvent cement and the cost of cutting chases and making good the same including testing of joints complete as per direction of Engineer in Charge. Concealed work, including cutting chases and making good the walls etc. | item no.306 | [57 empty] | 4.07 | Providing and fixing Chlorinated Polyvinyl Chloride (CPVC) pipes, having thermal stability for hot & cold water supply, including all CPVC plain & brass threaded fittings, i/c fixing the pipe with clamps at 1.00 m spacing. This includes jointing of pipes & fittings with one step CPVC solvent cement and the cost of cutting chases and making good the same including testing of joints complete as per direction of Engineer in Charge. Concealed work, including cutting chases and making good the walls etc. | item no.306
4.08 | 20 mm nominal dia Pipes | item no.307 | 36.8 | metre | 450.46 |  |  | Excess(+) | 1 | Full Conversion | INR | [40 empty] | 16577 | 16577 | INR Sixteen Thousand Five Hundred & Seventy Seven Only | [5 empty] | 4.08 | 20 mm nominal dia Pipes | item no.307 | 36.8 | metre
4.09 | Providing and fixing Chlorinated Polyvinyl Chloride (CPVC) pipes, having thermal stability for hot & cold water supply including all CPVC plain & brass threaded fittings This includes jointing of pipes & fittings with one step CPVC solvent cement, trenching, refilling & testing of joints complete as per direction of Engineer in Charge. External work | item no.308 | [57 empty] | 4.09 | Providing and fixing Chlorinated Polyvinyl Chloride (CPVC) pipes, having thermal stability for hot & cold water supply including all CPVC plain & brass threaded fittings This includes jointing of pipes & fittings with one step CPVC solvent cement, trenching, refilling & testing of joints complete as per direction of Engineer in Charge. External work | item no.308
4.1 | 20 mm nominal dia Pipes | item no.309 | 8.5 | metre | 241.34 |  |  | Excess(+) | 1 | Full Conversion | INR | [40 empty] | 2051 | 2051 | INR Two Thousand &Fifty One Only | [5 empty] | 4.1 | 20 mm nominal dia Pipes | item no.309 | 8.5 | metre
4.11 | 25 mm nominal dia Pipes | item no.310 | 74 | metre | 324.98 |  |  | Excess(+) | 1 | Full Conversion | INR | [40 empty] | 24049 | 24049 | INR Twenty Four Thousand &Forty Nine Only | [5 empty] | 4.11 | 25 mm nominal dia Pipes | item no.310 | 74 | metre
4.12 | 32 mm nominal dia Pipes | item no.311 | 1.8 | metre | 381.45 |  |  | Excess(+) | 1 | Full Conversion | INR | [40 empty] | 687 | 687 | INR Six Hundred & Eighty Seven Only | [5 empty] | 4.12 | 32 mm nominal dia Pipes | item no.311 | 1.8 | metre
4.13 | Providing and fixing C.P. brass long nose bib cock of approved quality conforming to IS standards and weighing not less than 810 gms. | item no.312 | [57 empty] | 4.13 | Providing and fixing C.P. brass long nose bib cock of approved quality conforming to IS standards and weighing not less than 810 gms. | item no.312
4.14 | 15 mm nominal bore | item no.313 | 1 | each | 626.96 |  |  | Excess(+) | 1 | Full Conversion | INR | [40 empty] | 627 | 627 | INR Six Hundred & Twenty Seven Only | [5 empty] | 4.14 | 15 mm nominal bore | item no.313 | 1 | each
4.15 | Providing and fixing C.P. brass stop cock (concealed) of standard design and of approved make conforming to IS:8931. | item no.314 | [57 empty] | 4.15 | Providing and fixing C.P. brass stop cock (concealed) of standard design and of approved make conforming to IS:8931. | item no.314
4.16 | 15 mm nominal bore | item no.315 | 4 | each | 521.48 |  |  | Excess(+) | 1 | Full Conversion | INR | [40 empty] | 2086 | 2086 | INR Two Thousand &Eighty Six Only | [5 empty] | 4.16 | 15 mm nominal bore | item no.315 | 4 | each
4.17 | Providing and fixing C.P. brass angle valve for basin mixer and geyser points of approved quality conforming to IS:8931 | item no.316 | [57 empty] | 4.17 | Providing and fixing C.P. brass angle valve for basin mixer and geyser points of approved quality conforming to IS:8931 | item no.316
4.18 | 15mm nominal bore | item no.317 | 12 | each | 438.71 |  |  | Excess(+) | 1 | Full Conversion | INR | [40 empty] | 5265 | 5265 | INR Five Thousand Two Hundred & Sixty Five Only | [5 empty] | 4.18 | 15mm nominal bore | item no.317 | 12 | each
4.19 | Providing and fixing C.P. Brass extension nipple (size 15mmx50mm) of approved make and quality as per direction of Engineer-in-charge. | item no.318 | 9 | each | 54.09 |  |  | Excess(+) | 1 | Full Conversion | INR | [40 empty] | 487 | 487 | INR Four Hundred & Eighty Seven Only | [5 empty] | 4.19 | Providing and fixing C.P. Brass extension nipple (size 15mmx50mm) of approved make and quality as per direction of Engineer-in-charge. | item no.318 | 9 | each
4.2 | DRAINAGE | item no.319 | [57 empty] | 4.2 | DRAINAGE | item no.319
4.21 | Providing, laying and jointing glazed stoneware pipes class SP-1 with stiff mixture of cement mortar in the proportion of 1:1 (1 cement : 1 fine sand) including testing of joints etc. complete : | item no.320 | [57 empty] | 4.21 | Providing, laying and jointing glazed stoneware pipes class SP-1 with stiff mixture of cement mortar in the proportion of 1:1 (1 cement : 1 fine sand) including testing of joints etc. complete : | item no.320
4.22 | 100 mm diameter | item no.321 | 3 | metre | 329.46 |  |  | Excess(+) | 1 | Full Conversion | INR | [40 empty] | 988 | 988 | INR Nine Hundred & Eighty Eight Only | [5 empty] | 4.22 | 100 mm diameter | item no.321 | 3 | metre
4.23 | Providing and laying cement concrete 1:5:10 (1 cement : 5 coarse sand : 10 graded stone aggregate 40 mm nominal size) all-round S.W. pipes including bed concrete as per standard design : | item no.322 | [57 empty] | 4.23 | Providing and laying cement concrete 1:5:10 (1 cement : 5 coarse sand : 10 graded stone aggregate 40 mm nominal size) all-round S.W. pipes including bed concrete as per standard design : | item no.322
4.24 | 100 mm diameter S.W. pipe | item no.323 | 3 | metre | 785.18 |  |  | Excess(+) | 1 | Full Conversion | INR | [40 empty] | 2356 | 2356 | INR Two Thousand Three Hundred & Fifty Six Only | [5 empty] | 4.24 | 100 mm diameter S.W. pipe | item no.323 | 3 | metre
4.25 | Providing and fixing square-mouth S.W. gully trap class SP-1 complete with C.I. grating brick masonry chamber with water tight C.I. cover with frame of 300 x300 mm size (inside) the weight of cover to be not less than 4.50 kg and frame to be not less than 2.70 kg as per standard design: | item no.324 | [57 empty] | 4.25 | Providing and fixing square-mouth S.W. gully trap class SP-1 complete with C.I. grating brick masonry chamber with water tight C.I. cover with frame of 300 x300 mm size (inside) the weight of cover to be not less than 4.50 kg and frame to be not less than 2.70 kg as per standard design: | item no.324
4.26 | 100x100 mm size P type | item no.325 | [57 empty] | 4.26 | 100x100 mm size P type | item no.325
4.27 | With common burnt clay F.P.S. (non modular) bricks of class designation 7.5 | item no.326 | 3 | each | 2151.29 |  |  | Excess(+) | 1 | Full Conversion | INR | [40 empty] | 6454 | 6454 | INR Six Thousand Four Hundred & Fifty Four Only | [5 empty] | 4.27 | With common burnt clay F.P.S. (non modular) bricks of class designation 7.5 | item no.326 | 3 | each
4.28 | Making connection of drain or sewer line with existing manhole including breaking into and making good the walls, floors with cement concrete 1:2:4 mix (1 cement : 2 coarse sand : 4 graded stone aggregate 20 mm nominal size) cement plastered on both sides with cement mortar 1:3 (1 cement : 3 coarse sand), finished with a floating coat of neat cement and making necessary channels for the drain etc. complete : | item no.327 | [57 empty] | 4.28 | Making connection of drain or sewer line with existing manhole including breaking into and making good the walls, floors with cement concrete 1:2:4 mix (1 cement : 2 coarse sand : 4 graded stone aggregate 20 mm nominal size) cement plastered on both sides with cement mortar 1:3 (1 cement : 3 coarse sand), finished with a floating coat of neat cement and making necessary channels for the drain etc. complete : | item no.327
4.29 | For pipes 100 to 250 mm diameter | item no.328 | 4 | each | 599.47 |  |  | Excess(+) | 1 | Full Conversion | INR | [40 empty] | 2398 | 2398 | INR Two Thousand Three Hundred & Ninety Eight Only | [5 empty] | 4.29 | For pipes 100 to 250 mm diameter | item no.328 | 4 | each
4.3 | Providing and fixing square-mouth S.W. gully trap class SP-1 complete with C.I. grating brick masonry chamber with water tight C.I. cover with frame of 300 x300 mm size (inside) the weight of cover to be not less than 4.50 kg and frame to be not less than 2.70 kg as per standard design: | item no.329 | [57 empty] | 4.3 | Providing and fixing square-mouth S.W. gully trap class SP-1 complete with C.I. grating brick masonry chamber with water tight C.I. cover with frame of 300 x300 mm size (inside) the weight of cover to be not less than 4.50 kg and frame to be not less than 2.70 kg as per standard design: | item no.329
4.31 | 100x100 mm size P type | item no.330 | [57 empty] | 4.31 | 100x100 mm size P type | item no.330
4.32 | With common burnt clay F.P.S. (non modular) bricks of class designation 7.5 | item no.331 | 1 | each | 2151.29 |  |  | Excess(+) | 1 | Full Conversion | INR | [40 empty] | 2151 | 2151 | INR Two Thousand One Hundred & Fifty One Only | [5 empty] | 4.32 | With common burnt clay F.P.S. (non modular) bricks of class designation 7.5 | item no.331 | 1 | each
4.33 | ALUMINIUM WORK | item no.332 | [57 empty] | 4.33 | ALUMINIUM WORK | item no.332
4.34 | Providing and fixing aluminium work for doors, windows, ventilators and partitions with extruded built up standard tubular sections/ appropriate Z sections and other sections of approved make conforming to IS: 733 and IS: 1285, fixing with dash fasteners of required dia and size, including necessary filling up the gaps at junctions, i.e. at top, bottom and sides with required EPDM rubber/ neoprene gasket etc. Aluminium sections shall be smooth, rust free, straight, mitred and jointed mechanically wherever required including cleat angle, Aluminium snap beading for glazing / paneling, C.P. brass / stainless steel screws, all complete as per architectural drawings and the directions of Engineer-in-charge. (Glazing, paneling and dash fasteners to be paid for separately) : | item no.333 | [57 empty] | 4.34 | Providing and fixing aluminium work for doors, windows, ventilators and partitions with extruded built up standard tubular sections/ appropriate Z sections and other sections of approved make conforming to IS: 733 and IS: 1285, fixing with dash fasteners of required dia and size, including necessary filling up the gaps at junctions, i.e. at top, bottom and sides with required EPDM rubber/ neoprene gasket etc. Aluminium sections shall be smooth, rust free, straight, mitred and jointed mechanically wherever required including cleat angle, Aluminium snap beading for glazing / paneling, C.P. brass / stainless steel screws, all complete as per architectural drawings and the directions of Engineer-in-charge. (Glazing, paneling and dash fasteners to be paid for separately) : | item no.333
4.35 | For fixed portion | item no.334 | [57 empty] | 4.35 | For fixed portion | item no.334
4.36 | Powder coated aluminium (minimum thickness of powder coating 50 micron) | item no.335 | 320 | kg | 408.86 |  |  | Excess(+) | 1 | Full Conversion | INR | [40 empty] | 130835 | 130835 | INR One Lakh Thirty Thousand Eight Hundred & Thirty Five Only | [5 empty] | 4.36 | Powder coated aluminium (minimum thickness of powder coating 50 micron) | item no.335 | 320 | kg
4.37 | For shutters of doors, windows & ventilators including providing and fixing hinges/ pivots and making provision for fixing of fittings wherever required including the cost of EPDM rubber / neoprene gasket required (Fittings shall be paid for separately) | item no.336 | [57 empty] | 4.37 | For shutters of doors, windows & ventilators including providing and fixing hinges/ pivots and making provision for fixing of fittings wherever required including the cost of EPDM rubber / neoprene gasket required (Fittings shall be paid for separately) | item no.336
4.38 | Powder coated aluminium (minimum thickness of powder coating 50 micron) | item no.337 | 623.8 | kg | 495.2 |  |  | Excess(+) | 1 | Full Conversion | INR | [40 empty] | 308906 | 308906 | INR Three Lakh Eight Thousand Nine Hundred & Six Only | [5 empty] | 4.38 | Powder coated aluminium (minimum thickness of powder coating 50 micron) | item no.337 | 623.8 | kg
4.39 | Providing and fixing glazing in aluminium door, window, ventilator shutters and partitions etc. with EPDM rubber / neoprene gasket etc. complete as per the architectural drawings and the directions of engineer-in-charge . (Cost of aluminium snap beading shall be paid in basic item): | item no.338 | [57 empty] | 4.39 | Providing and fixing glazing in aluminium door, window, ventilator shutters and partitions etc. with EPDM rubber / neoprene gasket etc. complete as per the architectural drawings and the directions of engineer-in-charge . (Cost of aluminium snap beading shall be paid in basic item): | item no.338
4.4 | With float glass panes of 4.0 mm thickness (weight not less than 10kg/sqm) | item no.339 | 41 | sqm | 894.17 |  |  | Excess(+) | 1 | Full Conversion | INR | [40 empty] | 36661 | 36661 | INR Thirty Six Thousand Six Hundred & Sixty One Only | [5 empty] | 4.4 | With float glass panes of 4.0 mm thickness (weight not less than 10kg/sqm) | item no.339 | 41 | sqm
4.41 | Filling the gap in between aluminium frame & adjacent RCC/ Brick/ Stone work by providing weather silicon sealant over backer rod of approved quality as per architectural drawings and direction of Engineer-in-charge complete. | item no.340 | [57 empty] | 4.41 | Filling the gap in between aluminium frame & adjacent RCC/ Brick/ Stone work by providing weather silicon sealant over backer rod of approved quality as per architectural drawings and direction of Engineer-in-charge complete. | item no.340
4.42 | Upto 5mm depth and 5 mm width | item no.341 | 184.68 | metre | 74.75 |  |  | Excess(+) | 1 | Full Conversion | INR | [40 empty] | 13805 | 13805 | INR Thirteen Thousand Eight Hundred & Five Only | [5 empty] | 4.42 | Upto 5mm depth and 5 mm width | item no.341 | 184.68 | metre
4.43 | Providing and fixing aluminium casement windows fastener of required length for aluminium windows with necessary screws etc. complete. | item no.342 | [57 empty] | 4.43 | Providing and fixing aluminium casement windows fastener of required length for aluminium windows with necessary screws etc. complete. | item no.342
4.44 | Powder coated minimum thickness 50 micron aluminium | item no.343 | 30 | each | 69.93 |  |  | Excess(+) | 1 | Full Conversion | INR | [40 empty] | 2098 | 2098 | INR Two Thousand &Ninety Eight Only | [5 empty] | 4.44 | Powder coated minimum thickness 50 micron aluminium | item no.343 | 30 | each
4.45 | Providing and fixing stainless steel (SS 304 grade) adjustable friction windows stays of approved quality with necessary stainless steel screws etc. to the side hung windows as per direction of Engineer- in-charge complete. | item no.344 | [57 empty] | 4.45 | Providing and fixing stainless steel (SS 304 grade) adjustable friction windows stays of approved quality with necessary stainless steel screws etc. to the side hung windows as per direction of Engineer- in-charge complete. | item no.344
4.46 | 255 X 19 mm | item no.345 | 50 | each | 288.64 |  |  | Excess(+) | 1 | Full Conversion | INR | [40 empty] | 14432 | 14432 | INR Fourteen Thousand Four Hundred & Thirty Two Only | [5 empty] | 4.46 | 255 X 19 mm | item no.345 | 50 | each
4.47 | WATER PROOFING | item no.346 | [57 empty] | 4.47 | WATER PROOFING | item no.346
4.48 | Providing and applying fibre reinforced elastomeric liquid water proofing membrane with resilient acrylic polymers having Sun Reflectivity Index (SRI) of 105 on top of concrete roof in three coats @10.76 litre/ 10 sqm. One coat of self-priming of elastomeric waterproofing liquid (dilution with water in the ratio of 3:1) and two coats of undiluted elastomeric waterproofing liquid (dry film thickness of complete application/system not less than 500 microns). The operation shall be carried out after scrapping and properly cleaning the surface to remove loose particles with wire brushes, complete in all respect as per the direction of Engineer-in-Charge. | item no.347 | 500 | sqm | 415.74 |  |  | Excess(+) | 1 | Full Conversion | INR | [40 empty] | 207870 | 207870 | INR Two Lakh Seven Thousand Eight Hundred & Seventy Only | [5 empty] | 4.48 | Providing and applying fibre reinforced elastomeric liquid water proofing membrane with resilient acrylic polymers having Sun Reflectivity Index (SRI) of 105 on top of concrete roof in three coats @10.76 litre/ 10 sqm. One coat of self-priming of elastomeric waterproofing liquid (dilution with water in the ratio of 3:1) and two coats of undiluted elastomeric waterproofing liquid (dry film thickness of complete application/system not less than 500 microns). The operation shall be carried out after scrapping and properly cleaning the surface to remove loose particles with wire brushes, complete in all respect as per the direction of Engineer-in-Charge. | item no.347 | 500 | sqm
4.49 | Providing and laying integral cement based water proofing treatment including preparation of surface as required for treatment of roofs, balconies, terraces etc consisting of following operations: (a) Applying a slurry coat of neat cement using 2.75 kg/sqm of cement admixed with water proofing compound conforming to IS. 2645 and approved by Engineer-in-charge over the RCC slab including adjoining walls upto 300 mm height including cleaning the surface before treatment. (b) Laying brick bats with mortar using broken bricks/brick bats 25 mm to 115 mm size with 50% of cement mortar 1:5 (1 cement : 5 coarse sand) admixed with water proofing compound conforming to IS : 2645 and approved by Engineer- in-charge over 20 mm thick layer of cement mortar of mix 1:5 (1 cement :5 coarse sand ) admixed with water proofing compound conforming to IS : 2645 and approved by Engineer- in-charge to required slope and treating similarly the adjoining walls upto 300 mm height including rounding of junctions of walls and slabs. (c) After two days of proper curing applying a second coat of cement slurry using 2.75 kg/ sqm of cement admixed with water proofing compound conforming to IS : 2645 and approved by Engineer-in-charge. (d) Finishing the surface with 20 mm thick jointless cement mortar of mix 1:4 (1 cement :4 coarse sand) admixed with water proofing compound conforming to IS : 2645 and approved by Engineer-in-charge including laying glass fibre cloth of approved quality in top layer of plaster and finally finishing the surface with trowel with neat cement slurry and making pattern of 300x300 mm square 3 mm deep. (e) The whole terrace so finished shall be flooded with water for a minimum period of two weeks for curing and for final test. “All above operations to be done in order and as directed and specified by the Engineer-in-Charge : | item no.348 | [57 empty] | 4.49 | Providing and laying integral cement based water proofing treatment including preparation of surface as required for treatment of roofs, balconies, terraces etc consisting of following operations: (a) Applying a slurry coat of neat cement using 2.75 kg/sqm of cement admixed with water proofing compound conforming to IS. 2645 and approved by Engineer-in-charge over the RCC slab including adjoining walls upto 300 mm height including cleaning the surface before treatment. (b) Laying brick bats with mortar using broken bricks/brick bats 25 mm to 115 mm size with 50% of cement mortar 1:5 (1 cement : 5 coarse sand) admixed with water proofing compound conforming to IS : 2645 and approved by Engineer- in-charge over 20 mm thick layer of cement mortar of mix 1:5 (1 cement :5 coarse sand ) admixed with water proofing compound conforming to IS : 2645 and approved by Engineer- in-charge to required slope and treating similarly the adjoining walls upto 300 mm height including rounding of junctions of walls and slabs. (c) After two days of proper curing applying a second coat of cement slurry using 2.75 kg/ sqm of cement admixed with water proofing compound conforming to IS : 2645 and approved by Engineer-in-charge. (d) Finishing the surface with 20 mm thick jointless cement mortar of mix 1:4 (1 cement :4 coarse sand) admixed with water proofing compound conforming to IS : 2645 and approved by Engineer-in-charge including laying glass fibre cloth of approved quality in top layer of plaster and finally finishing the surface with trowel with neat cement slurry and making pattern of 300x300 mm square 3 mm deep. (e) The whole terrace so finished shall be flooded with water for a minimum period of two weeks for curing and for final test. “All above operations to be done in order and as directed and specified by the Engineer-in-Charge : | item no.348
4.5 | With average thickness of 120 mm and minimum thickness at khurra as 65 mm. | item no.349 | 140 | sqm | 1335.33 |  |  | Excess(+) | 1 | Full Conversion | INR | [40 empty] | 186946 | 186946 | INR One Lakh Eighty Six Thousand Nine Hundred & Forty Six Only | [5 empty] | 4.5 | With average thickness of 120 mm and minimum thickness at khurra as 65 mm. | item no.349 | 140 | sqm
4.51 | NEW TECHNOLOGIES AND MATERIALS | item no.350 | [57 empty] | 4.51 | NEW TECHNOLOGIES AND MATERIALS | item no.350
4.52 | Chipping of unsound/weak concrete material from slabs, beams, columns etc. with manual Chisel and/ or by standard power driven percussion type or of approved make including tapering of all edges, making square shoulders of cavities including cleaning the exposed concrete surface and reinforcement with wire brushes etc. and disposal of debris for all lead and lifts all complete as per direction of Engineer-In-Charge | item no.351 | [57 empty] | 4.52 | Chipping of unsound/weak concrete material from slabs, beams, columns etc. with manual Chisel and/ or by standard power driven percussion type or of approved make including tapering of all edges, making square shoulders of cavities including cleaning the exposed concrete surface and reinforcement with wire brushes etc. and disposal of debris for all lead and lifts all complete as per direction of Engineer-In-Charge | item no.351
4.53 | 25 mm average thickness | item no.352 | 7.25 | sqm | 91.71 |  |  | Excess(+) | 1 | Full Conversion | INR | [40 empty] | 665 | 665 | INR Six Hundred & Sixty Five Only | [5 empty] | 4.53 | 25 mm average thickness | item no.352 | 7.25 | sqm
4.54 | Providing, mixing and applying bonding coat of approved adhesive on chipped portion of RCC as per specifications and direction of Engineer-In-charge complete in all respect. | item no.353 | [57 empty] | 4.54 | Providing, mixing and applying bonding coat of approved adhesive on chipped portion of RCC as per specifications and direction of Engineer-In-charge complete in all respect. | item no.353
4.55 | SBR Polymer (@10% of cement weight) modified cementitious bond coat @ 2.2 kg cement per sqm of surface area mixed with specified proportion of approved polymer | item no.354 | 2.5 | sqm | 103.24 |  |  | Excess(+) | 1 | Full Conversion | INR | [40 empty] | 258 | 258 | INR Two Hundred & Fifty Eight Only | [5 empty] | 4.55 | SBR Polymer (@10% of cement weight) modified cementitious bond coat @ 2.2 kg cement per sqm of surface area mixed with specified proportion of approved polymer | item no.354 | 2.5 | sqm
4.56 | Cleaning of reinforcement from rust from the reinforcing bars to give it a total rust free steel surface by using alkaline chemical rust remover of approved make with paint brush and removing loose particles after 24 hours of its application with wire brush and thoroughly washing with water and allowing it to dry, all complete as per direction of Engineer-In-Charge. | item no.355 | [57 empty] | 4.56 | Cleaning of reinforcement from rust from the reinforcing bars to give it a total rust free steel surface by using alkaline chemical rust remover of approved make with paint brush and removing loose particles after 24 hours of its application with wire brush and thoroughly washing with water and allowing it to dry, all complete as per direction of Engineer-In-Charge. | item no.355
4.57 | Bars upto 12 mm diameter | item no.356 | 25.15 | metre | 5.83 |  |  | Excess(+) | 1 | Full Conversion | INR | [40 empty] | 147 | 147 | INR One Hundred & Forty Seven Only | [5 empty] | 4.57 | Bars upto 12 mm diameter | item no.356 | 25.15 | metre
4.58 | Epoxy bonding adhesive having coverage 2.20 sqm/kg of approved make | item no.357 | 7.75 | sqm | 342.35 |  |  | Excess(+) | 1 | Full Conversion | INR | [40 empty] | 2653 | 2653 | INR Two Thousand Six Hundred & Fifty Three Only | [5 empty] | 4.58 | Epoxy bonding adhesive having coverage 2.20 sqm/kg of approved make | item no.357 | 7.75 | sqm
4.59 | MINOR CIVIL MAINTENANCE WORK: | item no.358 | [57 empty] | 4.59 | MINOR CIVIL MAINTENANCE WORK: | item no.358
4.6 | "Providing and laying in position cement concrete of specified grade excluding the cost of centering and shuttering - All work up to plinth level : 1:5:10 (1 cement : 5 coarse sand (zone-III) derived from natural sources: 10 graded brick aggregate 40 mm nominal size derived from natural sources) | item no.359 | 13.2 | Cum | 4985.93 |  |  | Excess(+) | 1 | Full Conversion | INR | [40 empty] | 65814 | 65814 | INR Sixty Five Thousand Eight Hundred & Fourteen Only | [5 empty] | 4.6 | "Providing and laying in position cement concrete of specified grade excluding the cost of centering and shuttering - All work up to plinth level : 1:5:10 (1 cement : 5 coarse sand (zone-III) derived from natural sources: 10 graded brick aggregate 40 mm nominal size derived from natural sources) | item no.359 | 13.2 | Cum
4.61 | "P/F C.P brass towel rod complete with two C.P.brass brackets fixed to wooden cleats with C.P. brass screws of approved quality size of 600 x 20 mm. | item no.360 | 4 | Each | 457.52 |  |  | Excess(+) | 1 | Full Conversion | INR | [40 empty] | 1830 | 1830 | INR One Thousand Eight Hundred & Thirty Only | [5 empty] | 4.61 | "P/F C.P brass towel rod complete with two C.P.brass brackets fixed to wooden cleats with C.P. brass screws of approved quality size of 600 x 20 mm. | item no.360 | 4 | Each
4.62 | "Providing and fixing C.P. grating with or without hole for waste pipe for floor/ nahani trap 100 mm dia. weight not less than 100 grams. | item no.361 | 16 | Each | 51.62 |  |  | Excess(+) | 1 | Full Conversion | INR | [40 empty] | 826 | 826 | INR Eight Hundred & Twenty Six Only | [5 empty] | 4.62 | "Providing and fixing C.P. grating with or without hole for waste pipe for floor/ nahani trap 100 mm dia. weight not less than 100 grams. | item no.361 | 16 | Each
4.63 | "Providing and fixing C.P flange for C.P bib cock/C.P angle stop cock. | item no.362 | 34 | Each | 29.33 |  |  | Excess(+) | 1 | Full Conversion | INR | [40 empty] | 997 | 997 | INR Nine Hundred & Ninety Seven Only | [5 empty] | 4.63 | "Providing and fixing C.P flange for C.P bib cock/C.P angle stop cock. | item no.362 | 34 | Each
4.64 | "Providing and fixing C.P Brass shower rose 15 mm or 20 mm inlet with shower arm (a) 75 mm dia fancy type. | item no.363 | 4 | Each | 586.56 |  |  | Excess(+) | 1 | Full Conversion | INR | [40 empty] | 2346 | 2346 | INR Two Thousand Three Hundred & Forty Six Only | [5 empty] | 4.64 | "Providing and fixing C.P Brass shower rose 15 mm or 20 mm inlet with shower arm (a) 75 mm dia fancy type. | item no.363 | 4 | Each
4.65 | Providing and fixing ISI marked flush door shutter non decorative type, core of block board construction with frame of first class hard wood and well matched commercial 3 ply veneering with vertical grains or cross bands and face veneers on both faces of shutters. 35 mm thick including ISI marked M.S butt hinges with necessary screw complete. | item no.364 | 11.2 | Sqm | 1954.84 |  |  | Excess(+) | 1 | Full Conversion | INR | [40 empty] | 21894 | 21894 | INR Twenty One Thousand Eight Hundred & Ninety Four Only | [5 empty] | 4.65 | Providing and fixing ISI marked flush door shutter non decorative type, core of block board construction with frame of first class hard wood and well matched commercial 3 ply veneering with vertical grains or cross bands and face veneers on both faces of shutters. 35 mm thick including ISI marked M.S butt hinges with necessary screw complete. | item no.364 | 11.2 | Sqm
4.66 | Providing and fixing C.P basin mixer of 15 mm nominal bore (L&K) make etc. complete | item no.365 | 2 | Each | 2522.2 |  |  | Excess(+) | 1 | Full Conversion | INR | [40 empty] | 5044 | 5044 | INR Five Thousand &Forty Four Only | [5 empty] | 4.66 | Providing and fixing C.P basin mixer of 15 mm nominal bore (L&K) make etc. complete | item no.365 | 2 | Each
4.67 | Providind and fixing C.P. hand spray (heath faucet) jaquar make or equivalant with push button control and flexible hose connection with C.P hook complete in all respects. | item no.366 | 2 | Each | 1730.35 |  |  | Excess(+) | 1 | Full Conversion | INR | [40 empty] | 3461 | 3461 | INR Three Thousand Four Hundred & Sixty One Only | [5 empty] | 4.67 | Providind and fixing C.P. hand spray (heath faucet) jaquar make or equivalant with push button control and flexible hose connection with C.P hook complete in all respects. | item no.366 | 2 | Each
4.68 | Providing and fixing 15 mm nominal bore C.P brass two way bib cock of L&K or approved equivalent make etc. complete | item no.367 | 2 | Each | 1284.56 |  |  | Excess(+) | 1 | Full Conversion | INR | [40 empty] | 2569 | 2569 | INR Two Thousand Five Hundred & Sixty Nine Only | [5 empty] | 4.68 | Providing and fixing 15 mm nominal bore C.P brass two way bib cock of L&K or approved equivalent make etc. complete | item no.367 | 2 | Each
4.69 | Extra for providing and fixing of 8mm to 9mm thick ceramic glazed wall tiles instead of 5mm thick ceramic glazed wall tiles. | item no.368 | 46.5 | sqm | 155.8 |  |  | Excess(+) | 1 | Full Conversion | INR | [40 empty] | 7245 | 7245 | INR Seven Thousand Two Hundred & Forty Five Only | [5 empty] | 4.69 | Extra for providing and fixing of 8mm to 9mm thick ceramic glazed wall tiles instead of 5mm thick ceramic glazed wall tiles. | item no.368 | 46.5 | sqm
4.7 | "Providing and fixing C.P waste 40 mm nominal bore for china sink or wash basin (L&K) make. | item no.369 | 1 | Each | 293.29 |  |  | Excess(+) | 1 | Full Conversion | INR | [40 empty] | 293 | 293 | INR Two Hundred & Ninety Three Only | [5 empty] | 4.7 | "Providing and fixing C.P waste 40 mm nominal bore for china sink or wash basin (L&K) make. | item no.369 | 1 | Each
4.71 | "Providing and fixing C.P basin mixer of 15 mm nominal bore (L&K) make for one piece only " | item no.370 | 2 | Each | 2053.04 |  |  | Excess(+) | 1 | Full Conversion | INR | [40 empty] | 4106 | 4106 | INR Four Thousand One Hundred & Six Only | [5 empty] | 4.71 | "Providing and fixing C.P basin mixer of 15 mm nominal bore (L&K) make for one piece only " | item no.370 | 2 | Each
4.72 | "Providing and fixing aluminum door seal in door i/c necessary screw etc complete. " | item no.371 | 4 | metre | 181.85 |  |  | Excess(+) | 1 | Full Conversion | INR | [40 empty] | 727 | 727 | INR Seven Hundred & Twenty Seven Only | [5 empty] | 4.72 | "Providing and fixing aluminum door seal in door i/c necessary screw etc complete. " | item no.371 | 4 | metre
4.73 | "Providing and fixing of ""I hook"" of with ISI marked M.S. pressed butt hinges bright finished of required size. " | item no.372 | 4 | Each | 32.83 |  |  | Excess(+) | 1 | Full Conversion | INR | [40 empty] | 131 | 131 | INR One Hundred & Thirty One Only | [5 empty] | 4.73 | "Providing and fixing of ""I hook"" of with ISI marked M.S. pressed butt hinges bright finished of required size. " | item no.372 | 4 | Each
4.74 | Providind and fixing C.P. hand spray (heath faucet) with push button control and flexible hose connection with C.P hook of L&K make or approved equivalent complete in all respects. | item no.373 | 2 | Each | 815.75 |  |  | Excess(+) | 1 | Full Conversion | INR | [40 empty] | 1632 | 1632 | INR One Thousand Six Hundred & Thirty Two Only | [5 empty] | 4.74 | Providind and fixing C.P. hand spray (heath faucet) with push button control and flexible hose connection with C.P hook of L&K make or approved equivalent complete in all respects. | item no.373 | 2 | Each
4.75 | Providing and fixing on wall face unplasticised Rigid PVC rain water pipes or pipe sleeve conforming to IS : 13592 Type A, including jointing with seal ring conforming to IS : 5382, leaving 10 mm gap for thermal expansion, (i) Single socketed pipes 50mm dia. | item no.374 | 13 | metre | 209.42 |  |  | Excess(+) | 1 | Full Conversion | INR | [40 empty] | 2722 | 2722 | INR Two Thousand Seven Hundred & Twenty Two Only | [5 empty] | 4.75 | Providing and fixing on wall face unplasticised Rigid PVC rain water pipes or pipe sleeve conforming to IS : 13592 Type A, including jointing with seal ring conforming to IS : 5382, leaving 10 mm gap for thermal expansion, (i) Single socketed pipes 50mm dia. | item no.374 | 13 | metre
4.76 | Fixing available G.I. pipes complete with G.I. fittings and clamps, i/c cutting and making good the walls etc. Internal work - Exposed on wall 20 mm dia nominal bore | item no.375 | 25 | metre | 151.95 |  |  | Excess(+) | 1 | Full Conversion | INR | [40 empty] | 3799 | 3799 | INR Three Thousand Seven Hundred & Ninety Nine Only | [5 empty] | 4.76 | Fixing available G.I. pipes complete with G.I. fittings and clamps, i/c cutting and making good the walls etc. Internal work - Exposed on wall 20 mm dia nominal bore | item no.375 | 25 | metre
4.77 | Providing and fixing 15 mm nominal bore two way angle valve of make L&K or approved equivalent make. | item no.376 | 2 | Each | 1284.56 |  |  | Excess(+) | 1 | Full Conversion | INR | [40 empty] | 2569 | 2569 | INR Two Thousand Five Hundred & Sixty Nine Only | [5 empty] | 4.77 | Providing and fixing 15 mm nominal bore two way angle valve of make L&K or approved equivalent make. | item no.376 | 2 | Each
4.78 | "P/F moduler kitchen in the kitchen of Type IV house 1.(I)Base Unit (Perforated Cutlery)500mm 420x485x100mm (1.0each)(Everyday) (II)Drawer Basket 420x485x100mm (1.0 each)(Everyday (III)Thali Basket 420x485x140mm (1.0 each)(Everyday) 2.Base Unit(Bottle P.O. 2 S)300mm 200x485x420mm(1.0 each)(Everyday) 3.(I) Base Unit (Drawer500mm) 420x500x86mm (1.0 each) (Hettich) (II) Drawer Basket 420x485x100mm (1.0 each)(Everyday (III) Drawer Basket 420X485X140mm (1.0 each) (Everyday) 4.Base Unit(Drawwer Basket 600mm) 520x400x140mm(2.0 each)(Everyday) 5.Base Unit (Corner1095mm) (1.0 each) Blank 6.Base Unit (Drawer Basket 600mm)520x400x140mm(2.0 each)(Sparkletop) 7.(I)Base Unit (Drawwer Basket 600mm) 520X400X140mm (2.0 each)(Sparkletop) (II)Base Unit (Drawwer Basket 840mm)Blank 8.Base Unit (Drawwer Basket 550mm) 470x485x140mm(2.0 each)(Everyday) 9.(I)Base Unit(Rack 870mm) 100x485x420mm(1.0 each)(Everyday) (II)Base Unit(Rack 500mm)Blank (III)Base Unit(Rack 500mm)Blank 10.Wall Unit (Glass & Plate Rack includingDripTray600x300x600) 560x230x25/65mm (1.0 each)(Everyday) 11.Marble (As per site) (32.0 each)(As per site) 12.Full extention ball bering sliding telescopic (15.0 set) (Hettich) 13.Solid Shutters (6.20 sqm)(Dynasty) 14.Glass Shutter (0.40 sqm)(Dynasty) 15.Auto Closing Concealed Hinges (8.0)(Hettich) 16.Auto Closing Concealed Special Corner Hinges(1.0 each)(Hettich) 17.Handles (24.0 each) 18.Hardware (Screws counter sunk,Connect Fastners, Tags) (L.S.)As per site requirement 19.Fixing & lnstallation of the complete modular Kitchen(L.S.) " | item no.377 | 2 | Each | 130202.31 |  |  | Excess(+) | 1 | Full Conversion | INR | [40 empty] | 260405 | 260405 | INR Two Lakh Sixty Thousand Four Hundred & Five Only | [5 empty] | 4.78 | "P/F moduler kitchen in the kitchen of Type IV house 1.(I)Base Unit (Perforated Cutlery)500mm 420x485x100mm (1.0each)(Everyday) (II)Drawer Basket 420x485x100mm (1.0 each)(Everyday (III)Thali Basket 420x485x140mm (1.0 each)(Everyday) 2.Base Unit(Bottle P.O. 2 S)300mm 200x485x420mm(1.0 each)(Everyday) 3.(I) Base Unit (Drawer500mm) 420x500x86mm (1.0 each) (Hettich) (II) Drawer Basket 420x485x100mm (1.0 each)(Everyday (III) Drawer Basket 420X485X140mm (1.0 each) (Everyday) 4.Base Unit(Drawwer Basket 600mm) 520x400x140mm(2.0 each)(Everyday) 5.Base Unit (Corner1095mm) (1.0 each) Blank 6.Base Unit (Drawer Basket 600mm)520x400x140mm(2.0 each)(Sparkletop) 7.(I)Base Unit (Drawwer Basket 600mm) 520X400X140mm (2.0 each)(Sparkletop) (II)Base Unit (Drawwer Basket 840mm)Blank 8.Base Unit (Drawwer Basket 550mm) 470x485x140mm(2.0 each)(Everyday) 9.(I)Base Unit(Rack 870mm) 100x485x420mm(1.0 each)(Everyday) (II)Base Unit(Rack 500mm)Blank (III)Base Unit(Rack 500mm)Blank 10.Wall Unit (Glass & Plate Rack includingDripTray600x300x600) 560x230x25/65mm (1.0 each)(Everyday) 11.Marble (As per site) (32.0 each)(As per site) 12.Full extention ball bering sliding telescopic (15.0 set) (Hettich) 13.Solid Shutters (6.20 sqm)(Dynasty) 14.Glass Shutter (0.40 sqm)(Dynasty) 15.Auto Closing Concealed Hinges (8.0)(Hettich) 16.Auto Closing Concealed Special Corner Hinges(1.0 each)(Hettich) 17.Handles (24.0 each) 18.Hardware (Screws counter sunk,Connect Fastners, Tags) (L.S.)As per site requirement 19.Fixing & lnstallation of the complete modular Kitchen(L.S.) " | item no.377 | 2 | Each
4.79 | Providing and fixing Single point locking handles "PULSE" (aluminium & zamak) ( PL205H / Model) of LGF Sysmac ( I ) Pvt. Ltd. or equivalent make as approved powder coated to required colour or shade including the cost of screw and other incidental charges complete as per manufacturers specification. |  | 58 | Each | 325.22 |  |  | Excess(+) | 1 | Full Conversion | INR | [40 empty] | 18863 | 18863 | INR Eighteen Thousand Eight Hundred & Sixty Three Only | [5 empty] | 4.79 | Providing and fixing Single point locking handles "PULSE" (aluminium & zamak) ( PL205H / Model) of LGF Sysmac ( I ) Pvt. Ltd. or equivalent make as approved powder coated to required colour or shade including the cost of screw and other incidental charges complete as per manufacturers specification. |  | 58 | Each
4.8 | "Providing and fixing C.P waste 32 mm nominal bore for china sink or wash basin (L&K) make. |  | 2 | Each | 305 |  |  | Excess(+) | 1 | Full Conversion | INR | [40 empty] | 610 | 610 | INR Six Hundred & Ten Only | [5 empty] | 4.8 | "Providing and fixing C.P waste 32 mm nominal bore for china sink or wash basin (L&K) make. |  | 2 | Each
4.81 | Providing and fixing brass water meter of approved quality . 25 mm nominal bore (Detail of cost of one nos.) |  | 1 | Each | 2495.22 |  |  | Excess(+) | 1 | Full Conversion | INR | [40 empty] | 2495 | 2495 | INR Two Thousand Four Hundred & Ninety Five Only | [5 empty] | 4.81 | Providing and fixing brass water meter of approved quality . 25 mm nominal bore (Detail of cost of one nos.) |  | 1 | Each
4.82 | Rewiring for light point/ fan point/ exhaust fan point/ call bell point with 1.5 sq.mm FRLS PVC insulated copper conductor single core cable and 1.5 sq.mm. FRLS PVC insulated copper conductor single core cable as earth wire in existing surface/ recessed steel conduit including dismantling as required. | item no.378 | [57 empty] | 4.82 | Rewiring for light point/ fan point/ exhaust fan point/ call bell point with 1.5 sq.mm FRLS PVC insulated copper conductor single core cable and 1.5 sq.mm. FRLS PVC insulated copper conductor single core cable as earth wire in existing surface/ recessed steel conduit including dismantling as required. | item no.378
4.83 | Group B | item no.379 | 47 | Points | 558.53 |  |  | Excess(+) | 1 | Full Conversion | INR | [40 empty] | 26251 | 26251 | INR Twenty Six Thousand Two Hundred & Fifty One Only | [5 empty] | 4.83 | Group B | item no.379 | 47 | Points
4.84 | Supplying & drawing following sizes of FRLS PVC insulated copper conductor, single core cable in the existing surface / recessed steel / PVC conduit as reqd. | item no.380 | [57 empty] | 4.84 | Supplying & drawing following sizes of FRLS PVC insulated copper conductor, single core cable in the existing surface / recessed steel / PVC conduit as reqd. | item no.380
4.85 | 1 x 1.5 Sq.mm.. | item no.381 | 45 | Mtr. | 39.46 |  |  | Excess(+) | 1 | Full Conversion | INR | [40 empty] | 1776 | 1776 | INR One Thousand Seven Hundred & Seventy Six Only | [5 empty] | 4.85 | 1 x 1.5 Sq.mm.. | item no.381 | 45 | Mtr.
4.86 | 3 x 1.5 Sq.mm.. | item no.382 | 260 | Mtr. | 83.29 |  |  | Excess(+) | 1 | Full Conversion | INR | [40 empty] | 21655 | 21655 | INR Twenty One Thousand Six Hundred & Fifty Five Only | [5 empty] | 4.86 | 3 x 1.5 Sq.mm.. | item no.382 | 260 | Mtr.
4.87 | 3 x 4 Sq.mm.. | item no.383 | 180 | Mtr. | 180.61 |  |  | Excess(+) | 1 | Full Conversion | INR | [40 empty] | 32510 | 32510 | INR Thirty Two Thousand Five Hundred & Ten Only | [5 empty] | 4.87 | 3 x 4 Sq.mm.. | item no.383 | 180 | Mtr.
4.88 | 3 x 6 Sq.mm.. | item no.384 | 16 | Mtr. | 266.55 |  |  | Excess(+) | 1 | Full Conversion | INR | [40 empty] | 4265 | 4265 | INR Four Thousand Two Hundred & Sixty Five Only | [5 empty] | 4.88 | 3 x 6 Sq.mm.. | item no.384 | 16 | Mtr.
4.89 | Supplying and drawing telephone cable of 2 pair 0.5 mm dia FRLS PVC insulated annealed copper conductor, unarmored telephone cable in the existing surface/ recessed steel/ PVC conduit as required. | item no.385 | 60 | Mtr. | 33.32 |  |  | Excess(+) | 1 | Full Conversion | INR | [40 empty] | 1999 | 1999 | INR One Thousand Nine Hundred & Ninety Nine Only | [5 empty] | 4.89 | Supplying and drawing telephone cable of 2 pair 0.5 mm dia FRLS PVC insulated annealed copper conductor, unarmored telephone cable in the existing surface/ recessed steel/ PVC conduit as required. | item no.385 | 60 | Mtr.
4.9 | Supplying and fixing of following size of steel conduit along with the accessories in surface/recess I/c painting in case of surface conduit or cutting the wall and making good the same in case of recessed conduit. as reqd. | item no.386 | [57 empty] | 4.9 | Supplying and fixing of following size of steel conduit along with the accessories in surface/recess I/c painting in case of surface conduit or cutting the wall and making good the same in case of recessed conduit. as reqd. | item no.386
4.91 | 20 mm | item no.387 | 6 | Mtr. | 195.53 |  |  | Excess(+) | 1 | Full Conversion | INR | [40 empty] | 1173 | 1173 | INR One Thousand One Hundred & Seventy Three Only | [5 empty] | 4.91 | 20 mm | item no.387 | 6 | Mtr.
4.92 | 25 mm | item no.388 | 6 | Mtr. | 224.46 |  |  | Excess(+) | 1 | Full Conversion | INR | [40 empty] | 1347 | 1347 | INR One Thousand Three Hundred & Forty Seven Only | [5 empty] | 4.92 | 25 mm | item no.388 | 6 | Mtr.
4.93 | Supplying and fixing of following sizes of medium class PVC conduit along with accessories in surface/recess including cutting the wall and making good the same in case of recessed conduit as required. | item no.389 | [57 empty] | 4.93 | Supplying and fixing of following sizes of medium class PVC conduit along with accessories in surface/recess including cutting the wall and making good the same in case of recessed conduit as required. | item no.389
4.94 | 20 mm | item no.390 | 4 | Mtr. | 112.23 |  |  | Excess(+) | 1 | Full Conversion | INR | [40 empty] | 449 | 449 | INR Four Hundred & Forty Nine Only | [5 empty] | 4.94 | 20 mm | item no.390 | 4 | Mtr.
4.95 | 25 mm | item no.391 | 4 | Mtr. | 127.14 |  |  | Excess(+) | 1 | Full Conversion | INR | [40 empty] | 509 | 509 | INR Five Hundred & Nine Only | [5 empty] | 4.95 | 25 mm | item no.391 | 4 | Mtr.
4.96 | 32 mm | item no.392 | 3 | Mtr. | 161.33 |  |  | Excess(+) | 1 | Full Conversion | INR | [40 empty] | 484 | 484 | INR Four Hundred & Eighty Four Only | [5 empty] | 4.96 | 32 mm | item no.392 | 3 | Mtr.
4.97 | Supplying and fixing metal box of following sizes ( nominal size ) on surface or in recess with suitable size of phenolic laminated sheet cover in the front I/c painting etc as reqd. | item no.393 | [57 empty] | 4.97 | Supplying and fixing metal box of following sizes ( nominal size ) on surface or in recess with suitable size of phenolic laminated sheet cover in the front I/c painting etc as reqd. | item no.393
4.98 | 180 mm x 100 mm x 60 mm deep | item no.394 | 2 | Nos. | 214.82 |  |  | Excess(+) | 1 | Full Conversion | INR | [40 empty] | 430 | 430 | INR Four Hundred & Thirty Only | [5 empty] | 4.98 | 180 mm x 100 mm x 60 mm deep | item no.394 | 2 | Nos.
4.99 | Supplying and fixing following size/ modules, GI/ plastic box alongwith modular base & cover plate for modular switches in recess etc. as required. | item no.395 | [57 empty] | 4.99 | Supplying and fixing following size/ modules, GI/ plastic box alongwith modular base & cover plate for modular switches in recess etc. as required. | item no.395
5 | 1 or 2 Module (75mmX75mm) | item no.396 | 60 | Nos. | 261.29 |  |  | Excess(+) | 1 | Full Conversion | INR | [40 empty] | 15677 | 15677 | INR Fifteen Thousand Six Hundred & Seventy Seven Only | [5 empty] | 5 | 1 or 2 Module (75mmX75mm) | item no.396 | 60 | Nos.
5.01 | 3 Module (100mmX75mm) | item no.397 | 10 | Nos. | 286.72 |  |  | Excess(+) | 1 | Full Conversion | INR | [40 empty] | 2867 | 2867 | INR Two Thousand Eight Hundred & Sixty Seven Only | [5 empty] | 5.01 | 3 Module (100mmX75mm) | item no.397 | 10 | Nos.
5.02 | 4 Module (125mmX75mm) | item no.398 | 4 | Nos. | 300.49 |  |  | Excess(+) | 1 | Full Conversion | INR | [40 empty] | 1202 | 1202 | INR One Thousand Two Hundred & Two Only | [5 empty] | 5.02 | 4 Module (125mmX75mm) | item no.398 | 4 | Nos.
5.03 | 6 Module (200mmX75mm) | item no.399 | 30 | Nos. | 352.48 |  |  | Excess(+) | 1 | Full Conversion | INR | [40 empty] | 10574 | 10574 | INR Ten Thousand Five Hundred & Seventy Four Only | [5 empty] | 5.03 | 6 Module (200mmX75mm) | item no.399 | 30 | Nos.
5.04 | 8 module (125mmX125mm) | item no.400 | 16 | Nos. | 398.07 |  |  | Excess(+) | 1 | Full Conversion | INR | [40 empty] | 6369 | 6369 | INR Six Thousand Three Hundred & Sixty Nine Only | [5 empty] | 5.04 | 8 module (125mmX125mm) | item no.400 | 16 | Nos.
5.05 | 12 module (200mmX150mm) | item no.401 | 8 | Nos. | 479.61 |  |  | Excess(+) | 1 | Full Conversion | INR | [40 empty] | 3837 | 3837 | INR Three Thousand Eight Hundred & Thirty Seven Only | [5 empty] | 5.05 | 12 module (200mmX150mm) | item no.401 | 8 | Nos.
5.06 | Supplying and fixing following modular base & cover plate on existing modular metal boxes etc. as reqd. | item no.402 | [57 empty] | 5.06 | Supplying and fixing following modular base & cover plate on existing modular metal boxes etc. as reqd. | item no.402
5.07 | 1 or 2 module | item no.403 | 30 | Nos. | 116.61 |  |  | Excess(+) | 1 | Full Conversion | INR | [40 empty] | 3498 | 3498 | INR Three Thousand Four Hundred & Ninety Eight Only | [5 empty] | 5.07 | 1 or 2 module | item no.403 | 30 | Nos.
5.08 | 3 module | item no.404 | 5 | Nos. | 132.4 |  |  | Excess(+) | 1 | Full Conversion | INR | [40 empty] | 662 | 662 | INR Six Hundred & Sixty Two Only | [5 empty] | 5.08 | 3 module | item no.404 | 5 | Nos.
5.09 | 4 module | item no.405 | 2 | Nos. | 138.54 |  |  | Excess(+) | 1 | Full Conversion | INR | [40 empty] | 277 | 277 | INR Two Hundred & Seventy Seven Only | [5 empty] | 5.09 | 4 module | item no.405 | 2 | Nos.
5.1 | 6 module | item no.406 | 15 | Nos. | 159.58 |  |  | Excess(+) | 1 | Full Conversion | INR | [40 empty] | 2394 | 2394 | INR Two Thousand Three Hundred & Ninety Four Only | [5 empty] | 5.1 | 6 module | item no.406 | 15 | Nos.
5.11 | 8 module | item no.407 | 8 | Nos. | 185.01 |  |  | Excess(+) | 1 | Full Conversion | INR | [40 empty] | 1480 | 1480 | INR One Thousand Four Hundred & Eighty Only | [5 empty] | 5.11 | 8 module | item no.407 | 8 | Nos.
5.12 | 12 module | item no.408 | 4 | Nos. | 238.49 |  |  | Excess(+) | 1 | Full Conversion | INR | [40 empty] | 954 | 954 | INR Nine Hundred & Fifty Four Only | [5 empty] | 5.12 | 12 module | item no.408 | 4 | Nos.
5.13 | Supply, fixing, following modular type switch / socket on existing modular plate & switch box including connectins but excluding modular plate etc. as reqd. | item no.409 | [57 empty] | 5.13 | Supply, fixing, following modular type switch / socket on existing modular plate & switch box including connectins but excluding modular plate etc. as reqd. | item no.409
5.14 | 5/6 Amp switch | item no.410 | 124 | Nos. | 90.31 |  |  | Excess(+) | 1 | Full Conversion | INR | [40 empty] | 11198 | 11198 | INR Eleven Thousand One Hundred & Ninety Eight Only | [5 empty] | 5.14 | 5/6 Amp switch | item no.410 | 124 | Nos.
5.15 | 2 way 5/6 amps switch | item no.411 | 10 | Nos. | 129.77 |  |  | Excess(+) | 1 | Full Conversion | INR | [40 empty] | 1298 | 1298 | INR One Thousand Two Hundred & Ninety Eight Only | [5 empty] | 5.15 | 2 way 5/6 amps switch | item no.411 | 10 | Nos.
5.16 | 15/16 Amp. switch | item no.412 | 20 | Nos. | 136.78 |  |  | Excess(+) | 1 | Full Conversion | INR | [40 empty] | 2736 | 2736 | INR Two Thousand Seven Hundred & Thirty Six Only | [5 empty] | 5.16 | 15/16 Amp. switch | item no.412 | 20 | Nos.
5.17 | 3 Pin 5/6 Amp. socket outlet | item no.413 | 48 | Nos. | 106.97 |  |  | Excess(+) | 1 | Full Conversion | INR | [40 empty] | 5135 | 5135 | INR Five Thousand One Hundred & Thirty Five Only | [5 empty] | 5.17 | 3 Pin 5/6 Amp. socket outlet | item no.413 | 48 | Nos.
5.18 | 6 Pin 15/16 Amp. socket outlet. | item no.414 | 20 | Nos. | 172.73 |  |  | Excess(+) | 1 | Full Conversion | INR | [40 empty] | 3455 | 3455 | INR Three Thousand Four Hundred & Fifty Five Only | [5 empty] | 5.18 | 6 Pin 15/16 Amp. socket outlet. | item no.414 | 20 | Nos.
5.19 | Telephone socket outlet | item no.415 | 4 | Nos. | 129.77 |  |  | Excess(+) | 1 | Full Conversion | INR | [40 empty] | 519 | 519 | INR Five Hundred & Nineteen Only | [5 empty] | 5.19 | Telephone socket outlet | item no.415 | 4 | Nos.
5.2 | Bell Push | item no.416 | 2 | Nos. | 122.75 |  |  | Excess(+) | 1 | Full Conversion | INR | [40 empty] | 246 | 246 | INR Two Hundred & Forty Six Only | [5 empty] | 5.2 | Bell Push | item no.416 | 2 | Nos.
5.21 | Fan regulator socket type rotary step | item no.417 | 12 | Nos. | 323.54 |  |  | Excess(+) | 1 | Full Conversion | INR | [40 empty] | 3882 | 3882 | INR Three Thousand Eight Hundred & Eighty Two Only | [5 empty] | 5.21 | Fan regulator socket type rotary step | item no.417 | 12 | Nos.
5.22 | Blanking plate | item no.418 | 10 | Nos. | 35.07 |  |  | Excess(+) | 1 | Full Conversion | INR | [40 empty] | 351 | 351 | INR Three Hundred & Fifty One Only | [5 empty] | 5.22 | Blanking plate | item no.418 | 10 | Nos.
5.23 | Supplying and fixing 3 pin, 5 amp. Ceiling rose on the existing junction box/ wooden block including connection etc. as reqd. | item no.419 | 48 | Nos. | 76.28 |  |  | Excess(+) | 1 | Full Conversion | INR | [40 empty] | 3661 | 3661 | INR Three Thousand Six Hundred & Sixty One Only | [5 empty] | 5.23 | Supplying and fixing 3 pin, 5 amp. Ceiling rose on the existing junction box/ wooden block including connection etc. as reqd. | item no.419 | 48 | Nos.
5.24 | Supplying and fixing brass batten/ angle holder including connection etc. as required. | item no.420 | 24 | Nos. | 114.86 |  |  | Excess(+) | 1 | Full Conversion | INR | [40 empty] | 2757 | 2757 | INR Two Thousand Seven Hundred & Fifty Seven Only | [5 empty] | 5.24 | Supplying and fixing brass batten/ angle holder including connection etc. as required. | item no.420 | 24 | Nos.
5.25 | Supplying and fixing call bell/ buzzer suitable for ac single phase, 230 volts, complete as required. | item no.421 | 2 | Nos. | 86.8 |  |  | Excess(+) | 1 | Full Conversion | INR | [40 empty] | 174 | 174 | INR One Hundred & Seventy Four Only | [5 empty] | 5.25 | Supplying and fixing call bell/ buzzer suitable for ac single phase, 230 volts, complete as required. | item no.421 | 2 | Nos.
5.26 | Supplying and fixing following way, single pole and neutral, sheet steel, MCB distribution board, 240 V, on surface/ recess, complete with tinned copper bus bar, neutral bus bar, earth bar, din bar, interconnections, powder painted including earthing etc. as required. (But without MCB/RCCB/lsolator) | item no.422 | [57 empty] | 5.26 | Supplying and fixing following way, single pole and neutral, sheet steel, MCB distribution board, 240 V, on surface/ recess, complete with tinned copper bus bar, neutral bus bar, earth bar, din bar, interconnections, powder painted including earthing etc. as required. (But without MCB/RCCB/lsolator) | item no.422
5.27 | 16 way, Double door | item no.423 | 2 | No. | 2754.06 |  |  | Excess(+) | 1 | Full Conversion | INR | [40 empty] | 5508 | 5508 | INR Five Thousand Five Hundred & Eight Only | [5 empty] | 5.27 | 16 way, Double door | item no.423 | 2 | No.
5.28 | Supplying and fixing 5 amps to 32 amps rating, 240 volts, 'C' series, MCB suitable for inductive load of following poles in the existing MCB DB complete with connections, testing and commissioning etc. as reqd. | item no.424 | [57 empty] | 5.28 | Supplying and fixing 5 amps to 32 amps rating, 240 volts, 'C' series, MCB suitable for inductive load of following poles in the existing MCB DB complete with connections, testing and commissioning etc. as reqd. | item no.424
5.29 | Single Pole | item no.425 | 32 | Nos. | 224.46 |  |  | Excess(+) | 1 | Full Conversion | INR | [40 empty] | 7183 | 7183 | INR Seven Thousand One Hundred & Eighty Three Only | [5 empty] | 5.29 | Single Pole | item no.425 | 32 | Nos.
5.3 | Supplying and fixing following rating double pole (single phase & neutral) 240 volts RCCB (ELCB), having sensivity current up to 30 mA in the existing MCB DB complete with connection,testing & commissioning etc as reqd. | item no.426 | [57 empty] | 5.3 | Supplying and fixing following rating double pole (single phase & neutral) 240 volts RCCB (ELCB), having sensivity current up to 30 mA in the existing MCB DB complete with connection,testing & commissioning etc as reqd. | item no.426
5.31 | 63 Amp | item no.427 | 2 | Nos. | 2386.67 |  |  | Excess(+) | 1 | Full Conversion | INR | [40 empty] | 4773 | 4773 | INR Four Thousand Seven Hundred & Seventy Three Only | [5 empty] | 5.31 | 63 Amp | item no.427 | 2 | Nos.
5.32 | Supply, Installation, Testing and Commissioning of 1200 mm sweep,BEE 5 star rated, ceiling fan with Brush Less Direct Current (BLDC) Motor, class of insulation: B, 3 nos. blades, 30 cm long down rod, 2nos. canopies, shackle kit, safety rope, copper winding, Power Factor not less than 0.9, Service Value (CM/M/W) minimum 6.00, Air delivery minimum 210 Cum/Min , 350 RPM (tolerance as per IS : 374-2019), THD less than 10%, remote or electronic regulator unit for speed control and all remaining accessories including safety pin, nut bolts, washers, temperature rise=75 degree C (max.), insulation resistance more than 2 mega ohm, suitable for 230 V, 50 Hz, single phase AC Supply, earthing etc. complete as required. | item no.428 | 6 | Each | 2393.69 |  |  | Excess(+) | 1 | Full Conversion | INR | [40 empty] | 14362 | 14362 | INR Fourteen Thousand Three Hundred & Sixty Two Only | [5 empty] | 5.32 | Supply, Installation, Testing and Commissioning of 1200 mm sweep,BEE 5 star rated, ceiling fan with Brush Less Direct Current (BLDC) Motor, class of insulation: B, 3 nos. blades, 30 cm long down rod, 2nos. canopies, shackle kit, safety rope, copper winding, Power Factor not less than 0.9, Service Value (CM/M/W) minimum 6.00, Air delivery minimum 210 Cum/Min , 350 RPM (tolerance as per IS : 374-2019), THD less than 10%, remote or electronic regulator unit for speed control and all remaining accessories including safety pin, nut bolts, washers, temperature rise=75 degree C (max.), insulation resistance more than 2 mega ohm, suitable for 230 V, 50 Hz, single phase AC Supply, earthing etc. complete as required. | item no.428 | 6 | Each
5.33 | Providing and fixing following sizes of PVC casing and capping on surface including Dismantling the old conduit pipe/wood batten and depositing the same in departmental store as reqd. | item no.429 | [57 empty] | 5.33 | Providing and fixing following sizes of PVC casing and capping on surface including Dismantling the old conduit pipe/wood batten and depositing the same in departmental store as reqd. | item no.429
5.34 | 20 x 12 mm | item no.430 | 120 | Mtr. | 80.67 |  |  | Excess(+) | 1 | Full Conversion | INR | [40 empty] | 9680 | 9680 | INR Nine Thousand Six Hundred & Eighty Only | [5 empty] | 5.34 | 20 x 12 mm | item no.430 | 120 | Mtr.
5.35 | 25 x 16 mm | item no.431 | 100 | Mtr. | 88.56 |  |  | Excess(+) | 1 | Full Conversion | INR | [40 empty] | 8856 | 8856 | INR Eight Thousand Eight Hundred & Fifty Six Only | [5 empty] | 5.35 | 25 x 16 mm | item no.431 | 100 | Mtr.
5.36 | 32x 16 mm | item no.432 | 50 | Mtr. | 94.7 |  |  | Excess(+) | 1 | Full Conversion | INR | [40 empty] | 4735 | 4735 | INR Four Thousand Seven Hundred & Thirty Five Only | [5 empty] | 5.36 | 32x 16 mm | item no.432 | 50 | Mtr.
5.37 | 38 x 16 mm | item no.433 | 30 | Mtr. | 122.75 |  |  | Excess(+) | 1 | Full Conversion | INR | [40 empty] | 3683 | 3683 | INR Three Thousand Six Hundred & Eighty Three Only | [5 empty] | 5.37 | 38 x 16 mm | item no.433 | 30 | Mtr.
5.38 | Supply, Installation, testing & commissioning of AC ceiling fan of following sweep 220 volts without regulator I/c wiring the down rods of standard length up to 30 cm with 1.5 sq.mm. PVC insulated copper conductor single core cable etc as reqd. | item no.434 | [57 empty] | 5.38 | Supply, Installation, testing & commissioning of AC ceiling fan of following sweep 220 volts without regulator I/c wiring the down rods of standard length up to 30 cm with 1.5 sq.mm. PVC insulated copper conductor single core cable etc as reqd. | item no.434
5.39 | 1400 mm | item no.435 | 4 | Nos. | 2455.06 |  |  | Excess(+) | 1 | Full Conversion | INR | [40 empty] | 9820 | 9820 | INR Nine Thousand Eight Hundred & Twenty Only | [5 empty] | 5.39 | 1400 mm | item no.435 | 4 | Nos.
5.4 | Supplying fiixing erection of wall bracket/ceiling fittings of all sizes and shapes containing upto two GLS lamps per fitting complete with all acessories includng connecting etc as requred (without Lamp). | item no.436 | [57 empty] | 5.4 | Supplying fiixing erection of wall bracket/ceiling fittings of all sizes and shapes containing upto two GLS lamps per fitting complete with all acessories includng connecting etc as requred (without Lamp). | item no.436
5.41 | 12W LED surface light | item no.437 | 4 | Nos. | 938.19 |  |  | Excess(+) | 1 | Full Conversion | INR | [40 empty] | 3753 | 3753 | INR Three Thousand Seven Hundred & Fifty Three Only | [5 empty] | 5.41 | 12W LED surface light | item no.437 | 4 | Nos.
5.42 | Wall bracket 0533 | item no.438 | 8 | Nos. | 738.27 |  |  | Excess(+) | 1 | Full Conversion | INR | [40 empty] | 5906 | 5906 | INR Five Thousand Nine Hundred & Six Only | [5 empty] | 5.42 | Wall bracket 0533 | item no.438 | 8 | Nos.
5.43 | LED bulkhead (WT140W LED7S CW PSU S1 PC-9405 Philips make or equivalent as approved make) | item no.439 | 10 | Nos. | 800.53 |  |  | Excess(+) | 1 | Full Conversion | INR | [40 empty] | 8005 | 8005 | INR Eight Thousand &Five Only | [5 empty] | 5.43 | LED bulkhead (WT140W LED7S CW PSU S1 PC-9405 Philips make or equivalent as approved make) | item no.439 | 10 | Nos.
5.44 | S & F wood board of following sizes (nominal size) on surface or in recess with suitable size of phenolic laminated sheet cover in the front etc as reqd. | item no.440 | [57 empty] | 5.44 | S & F wood board of following sizes (nominal size) on surface or in recess with suitable size of phenolic laminated sheet cover in the front etc as reqd. | item no.440
5.45 | 100 mm x 100 mm | item no.441 | 40 | Nos. | 165.72 |  |  | Excess(+) | 1 | Full Conversion | INR | [40 empty] | 6629 | 6629 | INR Six Thousand Six Hundred & Twenty Nine Only | [5 empty] | 5.45 | 100 mm x 100 mm | item no.441 | 40 | Nos.
5.46 | Supplying and fixing 3 mm thick phenolic laminated sheet on existing board with brass screw & cup washer etc as reqd. | item no.442 | 150 | Sq.cm | 0.7 |  |  | Excess(+) | 1 | Full Conversion | INR | [40 empty] | 105 | 105 | INR One Hundred & Five Only | [5 empty] | 5.46 | Supplying and fixing 3 mm thick phenolic laminated sheet on existing board with brass screw & cup washer etc as reqd. | item no.442 | 150 | Sq.cm
5.47 | Dismantling of switch / socket /regulator etc. and depositing the same in departmental store as reqd. | item no.443 | 135 | Nos. | 14.02 |  |  | Excess(+) | 1 | Full Conversion | INR | [40 empty] | 1893 | 1893 | INR One Thousand Eight Hundred & Ninety Three Only | [5 empty] | 5.47 | Dismantling of switch / socket /regulator etc. and depositing the same in departmental store as reqd. | item no.443 | 135 | Nos.
5.48 | Fixing of RJ-45 modular box with cover plate or I/o box for internet on surface/ recessed cutting the wall making good the same as required. ( box and cover plate will be supplied by dept.) | item no.444 | 4 | Nos. | 77.16 |  |  | Excess(+) | 1 | Full Conversion | INR | [40 empty] | 309 | 309 | INR Three Hundred & Nine Only | [5 empty] | 5.48 | Fixing of RJ-45 modular box with cover plate or I/o box for internet on surface/ recessed cutting the wall making good the same as required. ( box and cover plate will be supplied by dept.) | item no.444 | 4 | Nos.
5.49 | Dismantling of any type of switch board of any seizes on surface or in recessed etc and depositing the same in departmental store as reqd. | item no.445 | 56 | Nos. | 28.06 |  |  | Excess(+) | 1 | Full Conversion | INR | [40 empty] | 1571 | 1571 | INR One Thousand Five Hundred & Seventy One Only | [5 empty] | 5.49 | Dismantling of any type of switch board of any seizes on surface or in recessed etc and depositing the same in departmental store as reqd. | item no.445 | 56 | Nos.
5.5 | Dismantling damaged DB/TPN Switches/ loose wire boxes along with all accessories and depositing the same in the store as reqd. | item no.446 | 2 | Nos. | 241.12 |  |  | Excess(+) | 1 | Full Conversion | INR | [40 empty] | 482 | 482 | INR Four Hundred & Eighty Two Only | [5 empty] | 5.5 | Dismantling damaged DB/TPN Switches/ loose wire boxes along with all accessories and depositing the same in the store as reqd. | item no.446 | 2 | Nos.
5.51 | Laying UTP cable enhanced cat 5/cat 6 cable in existing steel conduit pipe/GI pipe/ raceway / RCC pipe as reqd. the cost shall also include numbering of networking wire from room to rack as reqd. (wire will be supplied by dept) | item no.447 | 100 | Mtr. | 18.41 |  |  | Excess(+) | 1 | Full Conversion | INR | [40 empty] | 1841 | 1841 | INR One Thousand Eight Hundred & Forty One Only | [5 empty] | 5.51 | Laying UTP cable enhanced cat 5/cat 6 cable in existing steel conduit pipe/GI pipe/ raceway / RCC pipe as reqd. the cost shall also include numbering of networking wire from room to rack as reqd. (wire will be supplied by dept) | item no.447 | 100 | Mtr.
5.52 | Supply and laying of HDPE pipe ISI mark of 25 mm (8Kg / cm²) size inner dia, 2mm thick I/c cartage loading & unloading etc. as reqd. | item no.448 | [57 empty] | 5.52 | Supply and laying of HDPE pipe ISI mark of 25 mm (8Kg / cm²) size inner dia, 2mm thick I/c cartage loading & unloading etc. as reqd. | item no.448
5.53 | Direct in ground I/c excavation, sand cushioning, protective covering and refilling the trench etc. as reqd. | item no.449 | 45 | Mtr. | 421.74 |  |  | Excess(+) | 1 | Full Conversion | INR | [40 empty] | 18978 | 18978 | INR Eighteen Thousand Nine Hundred & Seventy Eight Only | [5 empty] | 5.53 | Direct in ground I/c excavation, sand cushioning, protective covering and refilling the trench etc. as reqd. | item no.449 | 45 | Mtr.
5.54 | In pipe | item no.450 | 9 | Mtr. | 97.33 |  |  | Excess(+) | 1 | Full Conversion | INR | [40 empty] | 876 | 876 | INR Eight Hundred & Seventy Six Only | [5 empty] | 5.54 | In pipe | item no.450 | 9 | Mtr.
5.55 | In open duct | item no.451 | 9 | Mtr. | 112.23 |  |  | Excess(+) | 1 | Full Conversion | INR | [40 empty] | 1010 | 1010 | INR One Thousand &Ten Only | [5 empty] | 5.55 | In open duct | item no.451 | 9 | Mtr.
5.56 | On surface with MS clamp | item no.452 | 4 | Mtr. | 88.56 |  |  | Excess(+) | 1 | Full Conversion | INR | [40 empty] | 354 | 354 | INR Three Hundred & Fifty Four Only | [5 empty] | 5.56 | On surface with MS clamp | item no.452 | 4 | Mtr.
5.57 | Providing and fixing following sizes of PVC casing and capping on surface as reqd. | item no.453 | [57 empty] | 5.57 | Providing and fixing following sizes of PVC casing and capping on surface as reqd. | item no.453
5.58 | 20 x 12 mm | item no.454 | 40 | Mtr. | 72.78 |  |  | Excess(+) | 1 | Full Conversion | INR | [40 empty] | 2911 | 2911 | INR Two Thousand Nine Hundred & Eleven Only | [5 empty] | 5.58 | 20 x 12 mm | item no.454 | 40 | Mtr.
5.59 | 25 x 16 mm | item no.455 | 50 | Mtr. | 80.67 |  |  | Excess(+) | 1 | Full Conversion | INR | [40 empty] | 4034 | 4034 | INR Four Thousand &Thirty Four Only | [5 empty] | 5.59 | 25 x 16 mm | item no.455 | 50 | Mtr.
5.6 | 32x 16 mm | item no.456 | 30 | Mtr. | 86.8 |  |  | Excess(+) | 1 | Full Conversion | INR | [40 empty] | 2604 | 2604 | INR Two Thousand Six Hundred & Four Only | [5 empty] | 5.6 | 32x 16 mm | item no.456 | 30 | Mtr.
Total in Figures | [51 empty] | 3905051 | 1554354 | Thirty Nine Lakh Five Thousand &Fifty One Only | [5 empty] | Total in Figures |  | 29911889
Quoted Rate in Figures |  |  |  | Select | [47 empty] | 0 | 0 | INR Zero Only | [5 empty] | Quoted Rate in Figures |  | Excess (+)
Quoted Rate in Words |  | INR Zero Only | [57 empty] | Quoted Rate in Words |  | INR Zero Only

## Macros
Please Enable Macros to View BoQ information