## BoQ1 (hidden)
Percentage BoQ
BoQ_Ver3.1 | Percentage | Normal | INR Only | INR
Select, At Par, Excess (+), Less (-) |  | IOCL
Tender Inviting Authority: DOIP, IIT, Kanpur
Name of Work: Miscellaneous renovation works and making road at the area of Halls of Residences and Visitors' Hostels in IIT Kanpur (SH: Civil and Electrical)
NIT No: Composite/19/10/2023-1
Name of the Bidder/ Bidding Firm / Company :
PRICE SCHEDULE (This BOQ template must not be modified/replaced by the bidder and the same should be uploaded after filling the relevant columns, else the bidder is liable to be rejected for this tender. Bidders are allowed to enter the Bidder Name and Values only )
NUMBER # | TEXT # | TEXT # | NUMBER # | TEXT # | NUMBER | NUMBER | TEXT | TEXT # | NUMBER # | TEXT# | TEXT # | NUMBER # | NUMBER | NUMBER | NUMBER | NUMBER | TEXT | TEXT | NUMBER | NUMBER | NUMBER | NUMBER | TEXT | TEXT | NUMBER | NUMBER | NUMBER | NUMBER | TEXT | TEXT | NUMBER | NUMBER | NUMBER | NUMBER | TEXT | TEXT | NUMBER | NUMBER | NUMBER | NUMBER | TEXT | TEXT | NUMBER | NUMBER | NUMBER # | NUMBER # | TEXT | TEXT | NUMBER # | NUMBER # | DATE | NUMBER # | NUMBER # | TEXT #
Sl. No. | Item Description | Item Code / Make | Quantity | Units | Estimated Rate in Rs. P |  |  | Addition / Deduction | Addition / Deduction Values | Currency Convertion against each Item | Quoted Currency in INR / Other Currency | BASIC RATE In Figures To be entered by the Bidder Rs. P | Excise Duty | VAT | Freight Charges ( Unloading & Stacking) | Any Other Taxes/Duties/Levies |  |  | Other Taxes 2 | IIIrd Party i.e DGS&D / RITES etc Inspection Charges @0.34%+Service Tax | Less for Cenvat Credit,if any respect of Supplies Under full Excise Duty Category | [30 empty] | TOTAL AMOUNT in Rs. P | TOTAL AMOUNT With Taxes | TOTAL AMOUNT In Words
1 | 2 | 3 | 4 | 5 | 6 | 7 | 8 | 9 | 10 | 11 | 12 | 13 | 14 | 15 | 16 | 17 | 18 | 19 | 20 | 21 | 22 | 23 | 24 | 25 | 26 | 27 | 28 | 29 | 30 | 31 | 32 | 33 | 34 | 35 | 36 | 37 | 38 | 39 | 40 | 41 | 42 | 43 | 44 | 45 | 46 | 47 | 48 | 49 | 50 | 51 | 52 | 7 | 54 | 8
1 | Component | item no.1 | [52 empty] | 1 | Component | item no.1
1.01 | EARTH WORK | item no.2 | [52 empty] | 1.01 | EARTH WORK | item no.2
1.02 | Earth work in surface excavation not exceeding 30 cm in depth but exceeding 1.5 m in width as well as 10 sqm on plan including getting out and disposal of excavated earth upto 50 m and lift upto 1.5 m, as directed by Engineer-in- Charge: | item no.3 | [52 empty] | 1.02 | Earth work in surface excavation not exceeding 30 cm in depth but exceeding 1.5 m in width as well as 10 sqm on plan including getting out and disposal of excavated earth upto 50 m and lift upto 1.5 m, as directed by Engineer-in- Charge: | item no.3
1.03 | All kinds of soil | item no.4 | 812 | sqm | 93.82 |  |  | Excess(+) | 1 | Full Conversion | INR | [40 empty] | 76181.84 | 76181.84 | INR Seventy Six Thousand One Hundred & Eighty One and Paise Eighty Four Only | 1.03 | All kinds of soil | item no.4 | 812 | sqm
1.04 | Excavating trenches of required width for pipes, cables, etc including excavation for sockets, and dressing of sides, ramming of bottoms, depth upto 1.5 m, including getting out the excavated soil, and then returning the soil as required, in layers not exceeding 20 cm in depth, including consolidating each deposited layer by ramming, watering, etc. and disposing of surplus excavated soil as directed, within a lead of 50 m : | item no.5 | [52 empty] | 1.04 | Excavating trenches of required width for pipes, cables, etc including excavation for sockets, and dressing of sides, ramming of bottoms, depth upto 1.5 m, including getting out the excavated soil, and then returning the soil as required, in layers not exceeding 20 cm in depth, including consolidating each deposited layer by ramming, watering, etc. and disposing of surplus excavated soil as directed, within a lead of 50 m : | item no.5
1.05 | All kinds of soil | item no.6 | [52 empty] | 1.05 | All kinds of soil | item no.6
1.06 | Pipes, cables etc. exceeding 80 mm dia. But not exceeding 300 mm dia | item no.7 | 18 | sqm | 365.94 |  |  | Excess(+) | 1 | Full Conversion | INR | [40 empty] | 6586.92 | 6586.92 | INR Six Thousand Five Hundred & Eighty Six and Paise Ninety Two Only | 1.06 | Pipes, cables etc. exceeding 80 mm dia. But not exceeding 300 mm dia | item no.7 | 18 | sqm
1.07 | Surface dressing of the ground including removing vegetation and in-equalities not exceeding 15 cm deep and disposal of rubbish, lead up to 50 m and lift up to 1.5 m. | item no.8 | [52 empty] | 1.07 | Surface dressing of the ground including removing vegetation and in-equalities not exceeding 15 cm deep and disposal of rubbish, lead up to 50 m and lift up to 1.5 m. | item no.8
1.08 | All kinds of soil | item no.9 | 750 | sqm | 24.68 |  |  | Excess(+) | 1 | Full Conversion | INR | [40 empty] | 18510 | 18510 | INR Eighteen Thousand Five Hundred & Ten Only | 1.08 | All kinds of soil | item no.9 | 750 | sqm
1.09 | CEMENT CONCRETE (CAST IN SITU) | item no.10 | [52 empty] | 1.09 | CEMENT CONCRETE (CAST IN SITU) | item no.10
1.1 | Providing and laying in position cement concrete of specified grade excluding the cost of centering and shuttering - All work up to plinth level : | item no.11 | [52 empty] | 1.1 | Providing and laying in position cement concrete of specified grade excluding the cost of centering and shuttering - All work up to plinth level : | item no.11
1.11 | 1:2:4 (1 cement : 2 coarse sand (zone-III) derived from natural sources : 4 graded stone aggregate 20 mm nominal size derived from natural sources) | item no.12 | 2.78 | sqm | 6457.83 |  |  | Excess(+) | 1 | Full Conversion | INR | [40 empty] | 17952.77 | 17952.77 | INR Seventeen Thousand Nine Hundred & Fifty Two and Paise Seventy Seven Only | 1.11 | 1:2:4 (1 cement : 2 coarse sand (zone-III) derived from natural sources : 4 graded stone aggregate 20 mm nominal size derived from natural sources) | item no.12 | 2.78 | sqm
1.12 | Making plinth protection 50mm thick of cement concrete 1:3:6 (1 cement : 3 coarse sand (zone-III) derived from natural sources : 6 graded stone aggregate 20 mm nominal size derived from natural sources) over 75mm thick bed of dry brick ballast 40 mm nominal size, well rammed and consolidated and grouted with fine sand, including necessary excavation, levelling & dressing & finishing the top smooth. | item no.13 | 7.5 | sqm | 597.68 |  |  | Excess(+) | 1 | Full Conversion | INR | [40 empty] | 4482.6 | 4482.6 | INR Four Thousand Four Hundred & Eighty Two and Paise Sixty Only | 1.12 | Making plinth protection 50mm thick of cement concrete 1:3:6 (1 cement : 3 coarse sand (zone-III) derived from natural sources : 6 graded stone aggregate 20 mm nominal size derived from natural sources) over 75mm thick bed of dry brick ballast 40 mm nominal size, well rammed and consolidated and grouted with fine sand, including necessary excavation, levelling & dressing & finishing the top smooth. | item no.13 | 7.5 | sqm
1.13 | REINFORCED CEMENT CONCRETE | item no.14 | [52 empty] | 1.13 | REINFORCED CEMENT CONCRETE | item no.14
1.14 | Reinforced cement concrete work in beams, suspended floors, roofs having slope up to 15° landings, balconies, shelves, chajjas, lintels, bands, plain window sills, staircases and spiral stair cases above plinth level up to floor five level, excluding the cost of centering, shuttering, finishing and reinforcement with 1:1.5:3 (1 cement : 1.5 coarse sand(zone-III) derived from natural sources : 3 graded stone aggregate 20 mm nominal size derived from natural sources). | item no.15 | 0.5 | sqm | 9398.77 |  |  | Excess(+) | 1 | Full Conversion | INR | [40 empty] | 4699.39 | 4699.39 | INR Four Thousand Six Hundred & Ninety Nine and Paise Thirty Nine Only | 1.14 | Reinforced cement concrete work in beams, suspended floors, roofs having slope up to 15° landings, balconies, shelves, chajjas, lintels, bands, plain window sills, staircases and spiral stair cases above plinth level up to floor five level, excluding the cost of centering, shuttering, finishing and reinforcement with 1:1.5:3 (1 cement : 1.5 coarse sand(zone-III) derived from natural sources : 3 graded stone aggregate 20 mm nominal size derived from natural sources). | item no.15 | 0.5 | sqm
1.15 | Centering and shuttering including strutting, propping etc. and removal of form for | item no.16 | [52 empty] | 1.15 | Centering and shuttering including strutting, propping etc. and removal of form for | item no.16
1.16 | Shelves (Cast in situ) | item no.17 | 2 | sqm | 672.12 |  |  | Excess(+) | 1 | Full Conversion | INR | [40 empty] | 1344.24 | 1344.24 | INR One Thousand Three Hundred & Forty Four and Paise Twenty Four Only | 1.16 | Shelves (Cast in situ) | item no.17 | 2 | sqm
1.17 | Steel reinforcement for R.C.C. work including straightening, cutting, bending, placing in position and binding all complete above plinth level. | item no.18 | [52 empty] | 1.17 | Steel reinforcement for R.C.C. work including straightening, cutting, bending, placing in position and binding all complete above plinth level. | item no.18
1.18 | Thermo-Mechanically Treated bars of grade Fe-500D or more. | item no.19 | 180 | sqm | 78.61 |  |  | Excess(+) | 1 | Full Conversion | INR | [40 empty] | 14149.8 | 14149.8 | INR Fourteen Thousand One Hundred & Forty Nine and Paise Eighty Only | 1.18 | Thermo-Mechanically Treated bars of grade Fe-500D or more. | item no.19 | 180 | sqm
1.19 | MASONRY WORK | item no.20 | [52 empty] | 1.19 | MASONRY WORK | item no.20
1.2 | Brick work with common burnt clay machine moulded perforated bricks of class designation 12.5 conforming to IS: 2222 in superstructure above plinth level up to floor five level in cement mortar 1:6 (1 cement : 6 coarse sand) : | item no.21 | [52 empty] | 1.2 | Brick work with common burnt clay machine moulded perforated bricks of class designation 12.5 conforming to IS: 2222 in superstructure above plinth level up to floor five level in cement mortar 1:6 (1 cement : 6 coarse sand) : | item no.21
1.21 | With F.P.S.(non modular) bricks | item no.22 | 0.45 | sqm | 7041.3 |  |  | Excess(+) | 1 | Full Conversion | INR | [40 empty] | 3168.59 | 3168.59 | INR Three Thousand One Hundred & Sixty Eight and Paise Fifty Nine Only | 1.21 | With F.P.S.(non modular) bricks | item no.22 | 0.45 | sqm
1.22 | Brick work with common burnt clay F.P.S. (non modular) bricks of class designation 7.5 in superstructure above plinth level up to floor V level in all shapes and sizes in : | item no.23 | [52 empty] | 1.22 | Brick work with common burnt clay F.P.S. (non modular) bricks of class designation 7.5 in superstructure above plinth level up to floor V level in all shapes and sizes in : | item no.23
1.23 | Cement mortar 1:6 (1 cement : 6 coarse sand) | item no.24 | 4 | sqm | 7267.3 |  |  | Excess(+) | 1 | Full Conversion | INR | [40 empty] | 29069.2 | 29069.2 | INR Twenty Nine Thousand &Sixty Nine and Paise Twenty Only | 1.23 | Cement mortar 1:6 (1 cement : 6 coarse sand) | item no.24 | 4 | sqm
1.24 | Half brick masonry with common burnt clay F.P.S. (non modular) bricks of class designation 7.5 in superstructure above plinth level up to floor V level. | item no.25 | [52 empty] | 1.24 | Half brick masonry with common burnt clay F.P.S. (non modular) bricks of class designation 7.5 in superstructure above plinth level up to floor V level. | item no.25
1.25 | Cement mortar 1:4 (1 cement :4 coarse sand) | item no.26 | 1.5 | sqm | 892.63 |  |  | Excess(+) | 1 | Full Conversion | INR | [40 empty] | 1338.95 | 1338.95 | INR One Thousand Three Hundred & Thirty Eight and Paise Ninety Five Only | 1.25 | Cement mortar 1:4 (1 cement :4 coarse sand) | item no.26 | 1.5 | sqm
1.26 | Brick edging 7cm wide 11.4 cm deep to plinth protection with common burnt clay F.P.S. (non modular) bricks of class designation 7.5 including grouting with cement mortar 1:4 (1 cement : 4 fine sand). | item no.27 | 11 | sqm | 48.93 |  |  | Excess(+) | 1 | Full Conversion | INR | [40 empty] | 538.23 | 538.23 | INR Five Hundred & Thirty Eight and Paise Twenty Three Only | 1.26 | Brick edging 7cm wide 11.4 cm deep to plinth protection with common burnt clay F.P.S. (non modular) bricks of class designation 7.5 including grouting with cement mortar 1:4 (1 cement : 4 fine sand). | item no.27 | 11 | sqm
1.27 | CLADDING WORK | item no.28 | [52 empty] | 1.27 | CLADDING WORK | item no.28
1.28 | Providing and fixing 18 mm thick gang saw cut, mirror polished, premoulded and prepolished, machine cut for kitchen platforms, vanity counters, window sills, facias and similar locations of required size, approved shade, colour and texture laid over 20 mm thick base cement mortar 1:4 (1 cement : 4 coarse sand), joints treated with white cement, mixed with matching pigment, epoxy touch ups, including rubbing, curing, moulding and polishing to edges to give high gloss finish etc. complete at all levels. | item no.29 | [52 empty] | 1.28 | Providing and fixing 18 mm thick gang saw cut, mirror polished, premoulded and prepolished, machine cut for kitchen platforms, vanity counters, window sills, facias and similar locations of required size, approved shade, colour and texture laid over 20 mm thick base cement mortar 1:4 (1 cement : 4 coarse sand), joints treated with white cement, mixed with matching pigment, epoxy touch ups, including rubbing, curing, moulding and polishing to edges to give high gloss finish etc. complete at all levels. | item no.29
1.29 | Granite stone slab colour black, Cherry/Ruby red | item no.30 | [52 empty] | 1.29 | Granite stone slab colour black, Cherry/Ruby red | item no.30
1.3 | Area of slab upto 0.50 sqm | item no.31 | 3 | sqm | 4102.89 |  |  | Excess(+) | 1 | Full Conversion | INR | [40 empty] | 12308.67 | 12308.67 | INR Twelve Thousand Three Hundred & Eight and Paise Sixty Seven Only | 1.3 | Area of slab upto 0.50 sqm | item no.31 | 3 | sqm
1.31 | Providing edge moulding to 18 mm thick marble stone counters, Vanities etc., including machine polishing to edge to give high gloss finish etc. complete as per design approved by Engineer-in-Charge. | item no.32 | [52 empty] | 1.31 | Providing edge moulding to 18 mm thick marble stone counters, Vanities etc., including machine polishing to edge to give high gloss finish etc. complete as per design approved by Engineer-in-Charge. | item no.32
1.32 | Granite work | item no.33 | 5 | sqm | 367.25 |  |  | Excess(+) | 1 | Full Conversion | INR | [40 empty] | 1836.25 | 1836.25 | INR One Thousand Eight Hundred & Thirty Six and Paise Twenty Five Only | 1.32 | Granite work | item no.33 | 5 | sqm
1.33 | Extra for providing opening of required size & shape for wash basin/ kitchen sink in kitchen platform, vanity counter and similar location in marble/ Granite/ stone work, including necessary holes for pillar taps etc. including moulding, rubbing and polishing of cut edges etc. complete. | item no.34 | 4 | sqm | 708.59 |  |  | Excess(+) | 1 | Full Conversion | INR | [40 empty] | 2834.36 | 2834.36 | INR Two Thousand Eight Hundred & Thirty Four and Paise Thirty Six Only | 1.33 | Extra for providing opening of required size & shape for wash basin/ kitchen sink in kitchen platform, vanity counter and similar location in marble/ Granite/ stone work, including necessary holes for pillar taps etc. including moulding, rubbing and polishing of cut edges etc. complete. | item no.34 | 4 | sqm
1.34 | Providing and fixing Ist quality ceramic glazed wall tiles conforming to IS: 15622 (thickness to be specified by the manufacturer), of approved make, in all colours, shades except burgundy, bottle green, black of any size as approved by Engineer-in-Charge, in skirting, risers of steps and dados, over 12 mm thick bed of cement mortar 1:3 (1 cement : 3 coarse sand) and jointing with grey cement slurry @ 3.3kg per sqm, including pointing in white cement mixed with pigment of matching shade complete. | item no.35 | 120.4 | sqm | 932.44 |  |  | Excess(+) | 1 | Full Conversion | INR | [40 empty] | 112265.78 | 112265.78 | INR One Lakh Twelve Thousand Two Hundred & Sixty Five and Paise Seventy Eight Only | 1.34 | Providing and fixing Ist quality ceramic glazed wall tiles conforming to IS: 15622 (thickness to be specified by the manufacturer), of approved make, in all colours, shades except burgundy, bottle green, black of any size as approved by Engineer-in-Charge, in skirting, risers of steps and dados, over 12 mm thick bed of cement mortar 1:3 (1 cement : 3 coarse sand) and jointing with grey cement slurry @ 3.3kg per sqm, including pointing in white cement mixed with pigment of matching shade complete. | item no.35 | 120.4 | sqm
1.35 | WOOD AND P. V. C. WORK | item no.36 | [52 empty] | 1.35 | WOOD AND P. V. C. WORK | item no.36
1.36 | Extra for providing lipping with 2nd class teak wood battens 25 mm minimum depth on all edges of flush door shutters (over all area of door shutter to be measured). | item no.37 | 10 | sqm | 351.95 |  |  | Excess(+) | 1 | Full Conversion | INR | [40 empty] | 3519.5 | 3519.5 | INR Three Thousand Five Hundred & Nineteen and Paise Fifty Only | 1.36 | Extra for providing lipping with 2nd class teak wood battens 25 mm minimum depth on all edges of flush door shutters (over all area of door shutter to be measured). | item no.37 | 10 | sqm
1.37 | Providing and fixing wire gauge shutters using galvanized M.S. wire gauge of average width of aperture 1.4 mm in both directions with wire of dia 0.63 mm, for doors, windows and clerestory windows with hinges and necessary screws : | item no.38 | [52 empty] | 1.37 | Providing and fixing wire gauge shutters using galvanized M.S. wire gauge of average width of aperture 1.4 mm in both directions with wire of dia 0.63 mm, for doors, windows and clerestory windows with hinges and necessary screws : | item no.38
1.38 | 35 mm thick shutters | item no.39 | [52 empty] | 1.38 | 35 mm thick shutters | item no.39
1.39 | with ISI marked M.S. pressed butt hinges bright finished of required size | item no.40 | [52 empty] | 1.39 | with ISI marked M.S. pressed butt hinges bright finished of required size | item no.40
1.4 | Second class teak wood | item no.41 | 15 | sqm | 3807.37 |  |  | Excess(+) | 1 | Full Conversion | INR | [40 empty] | 57110.55 | 57110.55 | INR Fifty Seven Thousand One Hundred & Ten and Paise Fifty Five Only | 1.4 | Second class teak wood | item no.41 | 15 | sqm
1.41 | Providing and fixing bright finished brass butt hinges with necessary screws etc. complete : | item no.42 | [52 empty] | 1.41 | Providing and fixing bright finished brass butt hinges with necessary screws etc. complete : | item no.42
1.42 | 125x85x5.5 mm (heavy type) | item no.43 | 3 | sqm | 200.7 |  |  | Excess(+) | 1 | Full Conversion | INR | [40 empty] | 602.1 | 602.1 | INR Six Hundred & Two and Paise Ten Only | 1.42 | 125x85x5.5 mm (heavy type) | item no.43 | 3 | sqm
1.43 | Providing and fixing bright finished brass tower bolts (barrel type) with necessary screws etc. complete : | item no.44 | [52 empty] | 1.43 | Providing and fixing bright finished brass tower bolts (barrel type) with necessary screws etc. complete : | item no.44
1.44 | 250x10 mm | item no.45 | 1 | sqm | 328.23 |  |  | Excess(+) | 1 | Full Conversion | INR | [40 empty] | 328.23 | 328.23 | INR Three Hundred & Twenty Eight and Paise Twenty Three Only | 1.44 | 250x10 mm | item no.45 | 1 | sqm
1.45 | 150x10 mm | item no.46 | 1 | sqm | 203.68 |  |  | Excess(+) | 1 | Full Conversion | INR | [40 empty] | 203.68 | 203.68 | INR Two Hundred & Three and Paise Sixty Eight Only | 1.45 | 150x10 mm | item no.46 | 1 | sqm
1.46 | Providing and fixing bright finished brass door latch with necessary screws etc. complete : | item no.47 | [52 empty] | 1.46 | Providing and fixing bright finished brass door latch with necessary screws etc. complete : | item no.47
1.47 | 250x16x5 mm | item no.48 | 1 | sqm | 227.79 |  |  | Excess(+) | 1 | Full Conversion | INR | [40 empty] | 227.79 | 227.79 | INR Two Hundred & Twenty Seven and Paise Seventy Nine Only | 1.47 | 250x16x5 mm | item no.48 | 1 | sqm
1.48 | Providing and fixing bright finished brass 100 mm mortice latch and lock with 6 levers and a pair of lever handles of approved quality with necessary screws etc. complete. | item no.49 | 1 | sqm | 634.63 |  |  | Excess(+) | 1 | Full Conversion | INR | [40 empty] | 634.63 | 634.63 | INR Six Hundred & Thirty Four and Paise Sixty Three Only | 1.48 | Providing and fixing bright finished brass 100 mm mortice latch and lock with 6 levers and a pair of lever handles of approved quality with necessary screws etc. complete. | item no.49 | 1 | sqm
1.49 | Providing and fixing bright finished brass handles with screws etc. complete: | item no.50 | [52 empty] | 1.49 | Providing and fixing bright finished brass handles with screws etc. complete: | item no.50
1.5 | 125 mm | item no.51 | 2 | sqm | 179.83 |  |  | Excess(+) | 1 | Full Conversion | INR | [40 empty] | 359.66 | 359.66 | INR Three Hundred & Fifty Nine and Paise Sixty Six Only | 1.5 | 125 mm | item no.51 | 2 | sqm
1.51 | Providing and fixing bright finished brass hanging type floor door stopper with necessary screws, etc. complete. | item no.52 | 2 | sqm | 96.1 |  |  | Excess(+) | 1 | Full Conversion | INR | [40 empty] | 192.2 | 192.2 | INR One Hundred & Ninety Two and Paise Twenty Only | 1.51 | Providing and fixing bright finished brass hanging type floor door stopper with necessary screws, etc. complete. | item no.52 | 2 | sqm
1.52 | Providing and fixing aluminium die cast body tubular type universal hydraulic door closer (having brand logo with ISI, IS : 3564, embossed on the body, door weight upto 35 kg and door width upto 700 mm), with necessary accessories and screws etc. complete. | item no.53 | 13 | sqm | 899.3 |  |  | Excess(+) | 1 | Full Conversion | INR | [40 empty] | 11690.9 | 11690.9 | INR Eleven Thousand Six Hundred & Ninety and Paise Ninety Only | 1.52 | Providing and fixing aluminium die cast body tubular type universal hydraulic door closer (having brand logo with ISI, IS : 3564, embossed on the body, door weight upto 35 kg and door width upto 700 mm), with necessary accessories and screws etc. complete. | item no.53 | 13 | sqm
1.53 | Providing and fixing aluminium sliding door bolts, ISI marked anodised (anodic coating not less than grade AC 10 as per IS : 1868), transparent or dyed to required colour or shade, with nuts and screws etc. complete : | item no.54 | [52 empty] | 1.53 | Providing and fixing aluminium sliding door bolts, ISI marked anodised (anodic coating not less than grade AC 10 as per IS : 1868), transparent or dyed to required colour or shade, with nuts and screws etc. complete : | item no.54
1.54 | 300x16 mm | item no.55 | 5 | sqm | 228.23 |  |  | Excess(+) | 1 | Full Conversion | INR | [40 empty] | 1141.15 | 1141.15 | INR One Thousand One Hundred & Forty One and Paise Fifteen Only | 1.54 | 300x16 mm | item no.55 | 5 | sqm
1.55 | Providing and fixing aluminium tower bolts, ISI marked, anodised (anodic coating not less than grade AC 10 as per IS : 1868 ) transparent or dyed to required colour or shade, with necessary screws etc. complete : | item no.56 | [52 empty] | 1.55 | Providing and fixing aluminium tower bolts, ISI marked, anodised (anodic coating not less than grade AC 10 as per IS : 1868 ) transparent or dyed to required colour or shade, with necessary screws etc. complete : | item no.56
1.56 | 250x10 mm | item no.57 | 9 | sqm | 91.54 |  |  | Excess(+) | 1 | Full Conversion | INR | [40 empty] | 823.86 | 823.86 | INR Eight Hundred & Twenty Three and Paise Eighty Six Only | 1.56 | 250x10 mm | item no.57 | 9 | sqm
1.57 | 150x10 mm | item no.58 | 16 | sqm | 66.24 |  |  | Excess(+) | 1 | Full Conversion | INR | [40 empty] | 1059.84 | 1059.84 | INR One Thousand &Fifty Nine and Paise Eighty Four Only | 1.57 | 150x10 mm | item no.58 | 16 | sqm
1.58 | Providing and fixing aluminium handles, ISI marked, anodised (anodic coating not less than grade AC 10 as per IS : 1868) transparent or dyed to required colour or shade, with necessary screws etc. complete : | item no.59 | [52 empty] | 1.58 | Providing and fixing aluminium handles, ISI marked, anodised (anodic coating not less than grade AC 10 as per IS : 1868) transparent or dyed to required colour or shade, with necessary screws etc. complete : | item no.59
1.59 | 100 mm | item no.60 | 8 | sqm | 46.69 |  |  | Excess(+) | 1 | Full Conversion | INR | [40 empty] | 373.52 | 373.52 | INR Three Hundred & Seventy Three and Paise Fifty Two Only | 1.59 | 100 mm | item no.60 | 8 | sqm
1.6 | FLOORING | item no.61 | [52 empty] | 1.6 | FLOORING | item no.61
1.61 | 40 mm thick marble chips flooring, rubbed and polished to granolithic finish, under layer 31 mm thick cement concrete 1:2:4 (1 cement : 2 coarse sand : 4 graded stone aggregate 12.5 mm nominal size) and top layer 9 mm thick with white, black, chocolate, grey, yellow or green marble chips of sizes from 4 mm to 7 mm nominal size, laid in cement marble powder mix 3:1 (3 cement : 1 marble powder) by weight in proportion of 4:7 (4 cement marble powder : 7 marble chips) by volume, including cement slurry etc. complete. | item no.62 | [52 empty] | 1.61 | 40 mm thick marble chips flooring, rubbed and polished to granolithic finish, under layer 31 mm thick cement concrete 1:2:4 (1 cement : 2 coarse sand : 4 graded stone aggregate 12.5 mm nominal size) and top layer 9 mm thick with white, black, chocolate, grey, yellow or green marble chips of sizes from 4 mm to 7 mm nominal size, laid in cement marble powder mix 3:1 (3 cement : 1 marble powder) by weight in proportion of 4:7 (4 cement marble powder : 7 marble chips) by volume, including cement slurry etc. complete. | item no.62
1.62 | Medium shade pigment with 50% white cement and 50% ordinary cement | item no.63 | 4.2 | sqm | 844.63 |  |  | Excess(+) | 1 | Full Conversion | INR | [40 empty] | 3547.45 | 3547.45 | INR Three Thousand Five Hundred & Forty Seven and Paise Forty Five Only | 1.62 | Medium shade pigment with 50% white cement and 50% ordinary cement | item no.63 | 4.2 | sqm
1.63 | Providing and fixing glass strips in joints of terrazo/ cement concrete floors. | item no.64 | [52 empty] | 1.63 | Providing and fixing glass strips in joints of terrazo/ cement concrete floors. | item no.64
1.64 | 40 mm wide and 4 mm thick | item no.65 | 4 | sqm | 69.71 |  |  | Excess(+) | 1 | Full Conversion | INR | [40 empty] | 278.84 | 278.84 | INR Two Hundred & Seventy Eight and Paise Eighty Four Only | 1.64 | 40 mm wide and 4 mm thick | item no.65 | 4 | sqm
1.65 | Kota stone slabs 20 mm thick in risers of steps, skirting, dado and pillars laid on 12 mm (average) thick cement mortar 1:3 (1 cement: 3 coarse sand) and jointed with grey cement slurry mixed with pigment to match the shade of the slabs, including rubbing and polishing complete. | item no.66 | 5.83 | sqm | 1787.42 |  |  | Excess(+) | 1 | Full Conversion | INR | [40 empty] | 10420.66 | 10420.66 | INR Ten Thousand Four Hundred & Twenty and Paise Sixty Six Only | 1.65 | Kota stone slabs 20 mm thick in risers of steps, skirting, dado and pillars laid on 12 mm (average) thick cement mortar 1:3 (1 cement: 3 coarse sand) and jointed with grey cement slurry mixed with pigment to match the shade of the slabs, including rubbing and polishing complete. | item no.66 | 5.83 | sqm
1.66 | Providing and laying Ceramic glazed floor tiles of size 300x300 mm (thickness to be specified by the manufacturer) of 1st quality conforming to IS : 15622 of approved make in colours such as White, Ivory, Grey, Fume Red Brown, laid on 20 mm thick cement mortar 1:4 (1 Cement : 4 Coarse sand), Jointing with grey cement slurry @ 3.3 kg/sqm including pointing the joints with white cement and matching pigment etc., complete. | item no.67 | 20 | sqm | 820.34 |  |  | Excess(+) | 1 | Full Conversion | INR | [40 empty] | 16406.8 | 16406.8 | INR Sixteen Thousand Four Hundred & Six and Paise Eighty Only | 1.66 | Providing and laying Ceramic glazed floor tiles of size 300x300 mm (thickness to be specified by the manufacturer) of 1st quality conforming to IS : 15622 of approved make in colours such as White, Ivory, Grey, Fume Red Brown, laid on 20 mm thick cement mortar 1:4 (1 Cement : 4 Coarse sand), Jointing with grey cement slurry @ 3.3 kg/sqm including pointing the joints with white cement and matching pigment etc., complete. | item no.67 | 20 | sqm
1.67 | Providing and laying Vitrified tiles in floor in different sizes (thickness to be specified by the manufacturer) with water absorption less than 0.08% and conforming to IS:15622, of approved brand & manufacturer, in all colours and shade, laid on 20 mm thick cement mortar 1:4 (1 cement: 4 coarse sand) jointing with grey cement slurry @3.3 kg/sqm including grouting the joints with white cement and matching pigments etc. The tiles must be cut with the zero chipping diamond cutter only . Laying of tiles will be done with the notch trowel, plier, wedge, clips of required thickness, leveling system and rubber mallet for placing the tiles gently and easily. | item no.68 | [52 empty] | 1.67 | Providing and laying Vitrified tiles in floor in different sizes (thickness to be specified by the manufacturer) with water absorption less than 0.08% and conforming to IS:15622, of approved brand & manufacturer, in all colours and shade, laid on 20 mm thick cement mortar 1:4 (1 cement: 4 coarse sand) jointing with grey cement slurry @3.3 kg/sqm including grouting the joints with white cement and matching pigments etc. The tiles must be cut with the zero chipping diamond cutter only . Laying of tiles will be done with the notch trowel, plier, wedge, clips of required thickness, leveling system and rubber mallet for placing the tiles gently and easily. | item no.68
1.68 | Double charge vitrified tile polished finish of size | item no.69 | [52 empty] | 1.68 | Double charge vitrified tile polished finish of size | item no.69
1.69 | Size of Tile 600 x 1200 mm | item no.70 | 120 | sqm | 1233.71 |  |  | Excess(+) | 1 | Full Conversion | INR | [40 empty] | 148045.2 | 148045.2 | INR One Lakh Forty Eight Thousand &Forty Five and Paise Twenty Only | 1.69 | Size of Tile 600 x 1200 mm | item no.70 | 120 | sqm
1.7 | Deduct for not using 20 mm thick cement mortar 1:4 (1 cement : 4 coarse sand) bedding in laying of floor tiles and jointing with grey cement slurry @ 3.3 kg/ sqm. | item no.71 | 1 | sqm | 644.72 |  |  | Excess(+) | 1 | Full Conversion | INR | [40 empty] | 644.72 | 644.72 | INR Six Hundred & Forty Four and Paise Seventy Two Only | 1.7 | Deduct for not using 20 mm thick cement mortar 1:4 (1 cement : 4 coarse sand) bedding in laying of floor tiles and jointing with grey cement slurry @ 3.3 kg/ sqm. | item no.71 | 1 | sqm
1.71 | Fixing glazed/ Ceramic/ Vitrified floor tiles with cement based high polymer modified quick-set tile adhesive (Water based) conforming to IS: 15477, in average 3mm thickness. | item no.72 | 120 | sqm | 555.55 |  |  | Excess(+) | 1 | Full Conversion | INR | [40 empty] | 66666 | 66666 | INR Sixty Six Thousand Six Hundred & Sixty Six Only | 1.71 | Fixing glazed/ Ceramic/ Vitrified floor tiles with cement based high polymer modified quick-set tile adhesive (Water based) conforming to IS: 15477, in average 3mm thickness. | item no.72 | 120 | sqm
1.72 | Providing and laying Vitrified tiles in different sizes (thickness to be specified by manufacturer), with water absorption less than 0.08 % and conforming to I.S. 15622, of approved make, in all colours & shade, in skirting, riser of steps, over 12 mm thick bed of cement mortar 1:3 (1 cement: 3 coarse sand), jointing with grey cement slurry @ 3.3 kg/ sqm including grouting the joint with white cement & matching pigments etc. complete. | item no.73 | [52 empty] | 1.72 | Providing and laying Vitrified tiles in different sizes (thickness to be specified by manufacturer), with water absorption less than 0.08 % and conforming to I.S. 15622, of approved make, in all colours & shade, in skirting, riser of steps, over 12 mm thick bed of cement mortar 1:3 (1 cement: 3 coarse sand), jointing with grey cement slurry @ 3.3 kg/ sqm including grouting the joint with white cement & matching pigments etc. complete. | item no.73
1.73 | Size of Tile 600x600 mm | item no.74 | 132 | sqm | 1285.84 |  |  | Excess(+) | 1 | Full Conversion | INR | [40 empty] | 169730.88 | 169730.88 | INR One Lakh Sixty Nine Thousand Seven Hundred & Thirty and Paise Eighty Eight Only | 1.73 | Size of Tile 600x600 mm | item no.74 | 132 | sqm
1.74 | Grouting the joints of flooring tiles having joints of 3 mm width, using epoxy grout mix of 0.70 kg of organic coated filler of desired shade (0.10 kg of hardener and 0.20 kg of resin per kg), including filling / grouting and finishing complete as per direction of Engineer-in-charge. | item no.75 | [52 empty] | 1.74 | Grouting the joints of flooring tiles having joints of 3 mm width, using epoxy grout mix of 0.70 kg of organic coated filler of desired shade (0.10 kg of hardener and 0.20 kg of resin per kg), including filling / grouting and finishing complete as per direction of Engineer-in-charge. | item no.75
1.75 | Size of Tile 800x800 mm | item no.76 | 252 | sqm | 179.88 |  |  | Excess(+) | 1 | Full Conversion | INR | [40 empty] | 45329.76 | 45329.76 | INR Forty Five Thousand Three Hundred & Twenty Nine and Paise Seventy Six Only | 1.75 | Size of Tile 800x800 mm | item no.76 | 252 | sqm
1.76 | Extra for Providing and fixing of 8 mm to 9 mm tick cermicg glazed wall tiles instead of 5 mm thick cermic glazed wall tiles | item no.77 | 110 | sqm | 155.81 |  |  | Excess(+) | 1 | Full Conversion | INR | [40 empty] | 17139.1 | 17139.1 | INR Seventeen Thousand One Hundred & Thirty Nine and Paise Ten Only | 1.76 | Extra for Providing and fixing of 8 mm to 9 mm tick cermicg glazed wall tiles instead of 5 mm thick cermic glazed wall tiles | item no.77 | 110 | sqm
1.77 | FINISHING | item no.78 | [52 empty] | 1.77 | FINISHING | item no.78
1.78 | 12 mm cement plaster of mix : | item no.79 | [52 empty] | 1.78 | 12 mm cement plaster of mix : | item no.79
1.79 | 1:6 (1 cement: 6 coarse sand) | item no.80 | 20 | sqm | 258.09 |  |  | Excess(+) | 1 | Full Conversion | INR | [40 empty] | 5161.8 | 5161.8 | INR Five Thousand One Hundred & Sixty One and Paise Eighty Only | 1.79 | 1:6 (1 cement: 6 coarse sand) | item no.80 | 20 | sqm
1.8 | 15 mm cement plaster on rough side of single or half brick wall of mix: | item no.81 | [52 empty] | 1.8 | 15 mm cement plaster on rough side of single or half brick wall of mix: | item no.81
1.81 | 1:6 (1 cement: 6 coarse sand) | item no.82 | 37 | sqm | 297.33 |  |  | Excess(+) | 1 | Full Conversion | INR | [40 empty] | 11001.21 | 11001.21 | INR Eleven Thousand &One and Paise Twenty One Only | 1.81 | 1:6 (1 cement: 6 coarse sand) | item no.82 | 37 | sqm
1.82 | 6 mm cement plaster of mix : | item no.83 | [52 empty] | 1.82 | 6 mm cement plaster of mix : | item no.83
1.83 | 1:3 (1 cement : 3 fine sand) | item no.84 | 2 | sqm | 221.88 |  |  | Excess(+) | 1 | Full Conversion | INR | [40 empty] | 443.76 | 443.76 | INR Four Hundred & Forty Three and Paise Seventy Six Only | 1.83 | 1:3 (1 cement : 3 fine sand) | item no.84 | 2 | sqm
1.84 | Distempering with 1st quality acrylic distemper (ready mixed) having VOC content less than 50 gms/litre, of approved manufacturer, of required shade and colour complete, as per manufacturer's specification. | item no.85 | [52 empty] | 1.84 | Distempering with 1st quality acrylic distemper (ready mixed) having VOC content less than 50 gms/litre, of approved manufacturer, of required shade and colour complete, as per manufacturer's specification. | item no.85
1.85 | Two or more coats on new work | item no.86 | 1113 | sqm | 81.32 |  |  | Excess(+) | 1 | Full Conversion | INR | [40 empty] | 90509.16 | 90509.16 | INR Ninety Thousand Five Hundred & Nine and Paise Sixteen Only | 1.85 | Two or more coats on new work | item no.86 | 1113 | sqm
1.86 | Wall painting with acrylic emulsion paint of approved brand and manufacture to give an even shade : | item no.87 | [52 empty] | 1.86 | Wall painting with acrylic emulsion paint of approved brand and manufacture to give an even shade : | item no.87
1.87 | Two or more coats on new work | item no.88 | 400 | sqm | 120.87 |  |  | Excess(+) | 1 | Full Conversion | INR | [40 empty] | 48348 | 48348 | INR Forty Eight Thousand Three Hundred & Forty Eight Only | 1.87 | Two or more coats on new work | item no.88 | 400 | sqm
1.88 | French spirit polishing : | item no.89 | [52 empty] | 1.88 | French spirit polishing : | item no.89
1.89 | Two or more coats on new works including a coat of wood filler | item no.90 | 25 | sqm | 322.93 |  |  | Excess(+) | 1 | Full Conversion | INR | [40 empty] | 8073.25 | 8073.25 | INR Eight Thousand &Seventy Three and Paise Twenty Five Only | 1.89 | Two or more coats on new works including a coat of wood filler | item no.90 | 25 | sqm
1.9 | Providing and applying white cement based putty of average thickness 1 mm, of approved brand and manufacturer, over the plastered wall surface to prepare the surface even and smooth complete. | item no.91 | 764 | sqm | 108.59 |  |  | Excess(+) | 1 | Full Conversion | INR | [40 empty] | 82962.76 | 82962.76 | INR Eighty Two Thousand Nine Hundred & Sixty Two and Paise Seventy Six Only | 1.9 | Providing and applying white cement based putty of average thickness 1 mm, of approved brand and manufacturer, over the plastered wall surface to prepare the surface even and smooth complete. | item no.91 | 764 | sqm
1.91 | Wall painting with premium acrylic emulsion paint of interior grade, having VOC (Volatile Organic Compound ) content less than 50 grams/ litre of approved brand and manufacture, including applying additional coats wherever required to achieve even shade and colour. | item no.92 | [52 empty] | 1.91 | Wall painting with premium acrylic emulsion paint of interior grade, having VOC (Volatile Organic Compound ) content less than 50 grams/ litre of approved brand and manufacture, including applying additional coats wherever required to achieve even shade and colour. | item no.92
1.92 | One coat | item no.93 | 1555 | sqm | 70.36 |  |  | Excess(+) | 1 | Full Conversion | INR | [40 empty] | 109409.8 | 109409.8 | INR One Lakh Nine Thousand Four Hundred & Nine and Paise Eighty Only | 1.92 | One coat | item no.93 | 1555 | sqm
1.93 | Two coats | item no.94 | 100 | sqm | 106.58 |  |  | Excess(+) | 1 | Full Conversion | INR | [40 empty] | 10658 | 10658 | INR Ten Thousand Six Hundred & Fifty Eight Only | 1.93 | Two coats | item no.94 | 100 | sqm
1.94 | White washing with lime to give an even shade : | item no.95 | [52 empty] | 1.94 | White washing with lime to give an even shade : | item no.95
1.95 | Old work (one or more coats) | item no.96 | 658 | sqm | 10.17 |  |  | Excess(+) | 1 | Full Conversion | INR | [40 empty] | 6691.86 | 6691.86 | INR Six Thousand Six Hundred & Ninety One and Paise Eighty Six Only | 1.95 | Old work (one or more coats) | item no.96 | 658 | sqm
1.96 | Distempering with 1st quality acrylic distember (Ready mix) having VOC content less than 50 grams/ litre of approved brand and manufacture to give an even shade : | item no.97 | [52 empty] | 1.96 | Distempering with 1st quality acrylic distember (Ready mix) having VOC content less than 50 grams/ litre of approved brand and manufacture to give an even shade : | item no.97
1.97 | Old work (one or more coats) | item no.98 | 2988 | sqm | 49.8 |  |  | Excess(+) | 1 | Full Conversion | INR | [40 empty] | 148802.4 | 148802.4 | INR One Lakh Forty Eight Thousand Eight Hundred & Two and Paise Forty Only | 1.97 | Old work (one or more coats) | item no.98 | 2988 | sqm
1.98 | Removing dry or oil bound distemper, water proofing cement paint and the like by scrapping, sand papering and preparing the surface smooth including necessary repairs to scratches etc. complete. | item no.99 | 739 | sqm | 18.28 |  |  | Excess(+) | 1 | Full Conversion | INR | [40 empty] | 13508.92 | 13508.92 | INR Thirteen Thousand Five Hundred & Eight and Paise Ninety Two Only | 1.98 | Removing dry or oil bound distemper, water proofing cement paint and the like by scrapping, sand papering and preparing the surface smooth including necessary repairs to scratches etc. complete. | item no.99 | 739 | sqm
1.99 | Painting with synthetic enamel paint of approved brand and manufacture of required colour to give an even shade : | item no.100 | [52 empty] | 1.99 | Painting with synthetic enamel paint of approved brand and manufacture of required colour to give an even shade : | item no.100
2 | One or more coats on old work | item no.101 | 1823 | sqm | 75.89 |  |  | Excess(+) | 1 | Full Conversion | INR | [40 empty] | 138347.47 | 138347.47 | INR One Lakh Thirty Eight Thousand Three Hundred & Forty Seven and Paise Forty Seven Only | 2 | One or more coats on old work | item no.101 | 1823 | sqm
2.01 | French spirit polishing : | item no.102 | [52 empty] | 2.01 | French spirit polishing : | item no.102
2.02 | One or more coats on old work | item no.103 | 5.72 | sqm | 162.56 |  |  | Excess(+) | 1 | Full Conversion | INR | [40 empty] | 929.84 | 929.84 | INR Nine Hundred & Twenty Nine and Paise Eighty Four Only | 2.02 | One or more coats on old work | item no.103 | 5.72 | sqm
2.03 | Finishing walls with Acrylic Smooth exterior paint of required shade : | item no.104 | [52 empty] | 2.03 | Finishing walls with Acrylic Smooth exterior paint of required shade : | item no.104
2.04 | Old work (One or more coat applied @ 0.90 ltr/10 sqm). | item no.105 | 125 | sqm | 65.54 |  |  | Excess(+) | 1 | Full Conversion | INR | [40 empty] | 8192.5 | 8192.5 | INR Eight Thousand One Hundred & Ninety Two and Paise Fifty Only | 2.04 | Old work (One or more coat applied @ 0.90 ltr/10 sqm). | item no.105 | 125 | sqm
2.05 | Finishing walls with Premium Acrylic Smooth exterior paint with Silicone additives of required shade | item no.106 | [52 empty] | 2.05 | Finishing walls with Premium Acrylic Smooth exterior paint with Silicone additives of required shade | item no.106
2.06 | Old work (Two or more coats applied @ 1.43 ltr/ 10 sqm) over existing cement paint surface | item no.107 | 510 | sqm | 95.22 |  |  | Excess(+) | 1 | Full Conversion | INR | [40 empty] | 48562.2 | 48562.2 | INR Forty Eight Thousand Five Hundred & Sixty Two and Paise Twenty Only | 2.06 | Old work (Two or more coats applied @ 1.43 ltr/ 10 sqm) over existing cement paint surface | item no.107 | 510 | sqm
2.07 | Old work (one or more coats applied @ 0.83 ltr/10 sqm). | item no.108 | 33 | sqm | 64.97 |  |  | Excess(+) | 1 | Full Conversion | INR | [40 empty] | 2144.01 | 2144.01 | INR Two Thousand One Hundred & Forty Four and Paise One Only | 2.07 | Old work (one or more coats applied @ 0.83 ltr/10 sqm). | item no.108 | 33 | sqm
2.08 | REPAIRS TO BUILDING | item no.109 | [52 empty] | 2.08 | REPAIRS TO BUILDING | item no.109
2.09 | Repairs to plaster of thickness 12 mm to 20 mm in patches of area 2.5 sq.meters and under, including cutting the patch in proper shape, raking out joints and preparing and plastering the surface of the walls complete, including disposal of rubbish to the dumping ground, all complete as per direction of Engineer-in-Charge. | item no.110 | [52 empty] | 2.09 | Repairs to plaster of thickness 12 mm to 20 mm in patches of area 2.5 sq.meters and under, including cutting the patch in proper shape, raking out joints and preparing and plastering the surface of the walls complete, including disposal of rubbish to the dumping ground, all complete as per direction of Engineer-in-Charge. | item no.110
2.1 | With cement mortar 1:4 (1cement: 4 coarse sand) | item no.111 | 12 | sqm | 419.11 |  |  | Excess(+) | 1 | Full Conversion | INR | [40 empty] | 5029.32 | 5029.32 | INR Five Thousand &Twenty Nine and Paise Thirty Two Only | 2.1 | With cement mortar 1:4 (1cement: 4 coarse sand) | item no.111 | 12 | sqm
2.11 | Dismantling W.C. Pan of all sizes including disposal of dismantled materials i/c malba all complete as per directions of Engineer-in- Charge. | item no.112 | 6 | sqm | 97.06 |  |  | Excess(+) | 1 | Full Conversion | INR | [40 empty] | 582.36 | 582.36 | INR Five Hundred & Eighty Two and Paise Thirty Six Only | 2.11 | Dismantling W.C. Pan of all sizes including disposal of dismantled materials i/c malba all complete as per directions of Engineer-in- Charge. | item no.112 | 6 | sqm
2.12 | Hacking of CC flooring including cleaning for surface etc. complete as per direction of the Engineer-in-Charge. | item no.113 | 120 | sqm | 2.5 |  |  | Excess(+) | 1 | Full Conversion | INR | [40 empty] | 300 | 300 | INR Three Hundred Only | 2.12 | Hacking of CC flooring including cleaning for surface etc. complete as per direction of the Engineer-in-Charge. | item no.113 | 120 | sqm
2.13 | Dismantling 15 to 40 mm dia G.I. pipe including stacking of dismantled pipes (within 50 metres lead) as per direction of Engineer- in-Charge. (a) Internal Work- Exposed on wall | item no.114 | 156 | sqm | 2.5 |  |  | Excess(+) | 1 | Full Conversion | INR | [40 empty] | 390 | 390 | INR Three Hundred & Ninety Only | 2.13 | Dismantling 15 to 40 mm dia G.I. pipe including stacking of dismantled pipes (within 50 metres lead) as per direction of Engineer- in-Charge. (a) Internal Work- Exposed on wall | item no.114 | 156 | sqm
2.14 | Taking out existing wooden door shutter, repair by cutting, painting etc. and refixing of repaired door shutters to existing door frames, including replacement of hinges with screws, etc. as required, all complete as per the direction of the Engineer-in-charge. | item no.115 | 8 | sqm | 285.8 |  |  | Excess(+) | 1 | Full Conversion | INR | [40 empty] | 2286.4 | 2286.4 | INR Two Thousand Two Hundred & Eighty Six and Paise Forty Only | 2.14 | Taking out existing wooden door shutter, repair by cutting, painting etc. and refixing of repaired door shutters to existing door frames, including replacement of hinges with screws, etc. as required, all complete as per the direction of the Engineer-in-charge. | item no.115 | 8 | sqm
2.15 | Dismantling and Demolishing | item no.116 | [52 empty] | 2.15 | Dismantling and Demolishing | item no.116
2.16 | Demolishing cement concrete manually/ by mechanical means including disposal of material within 50 metres lead as per direction of Engineer - in - charge. | item no.117 | [52 empty] | 2.16 | Demolishing cement concrete manually/ by mechanical means including disposal of material within 50 metres lead as per direction of Engineer - in - charge. | item no.117
2.17 | Nominal concrete 1:3:6 or richer mix (i/c equivalent design mix) | item no.118 | 4.9 | sqm | 1759.84 |  |  | Excess(+) | 1 | Full Conversion | INR | [40 empty] | 8623.22 | 8623.22 | INR Eight Thousand Six Hundred & Twenty Three and Paise Twenty Two Only | 2.17 | Nominal concrete 1:3:6 or richer mix (i/c equivalent design mix) | item no.118 | 4.9 | sqm
2.18 | Nominal concrete 1:4:8 or leaner mix (i/c equivalent design mix) | item no.119 | 10 | sqm | 1086.89 |  |  | Excess(+) | 1 | Full Conversion | INR | [40 empty] | 10868.9 | 10868.9 | INR Ten Thousand Eight Hundred & Sixty Eight and Paise Ninety Only | 2.18 | Nominal concrete 1:4:8 or leaner mix (i/c equivalent design mix) | item no.119 | 10 | sqm
2.19 | Demolishing brick work manually/ by mechanical means including stacking of serviceable material and disposal of unserviceable material within 50 metres lead as per direction of Engineer-in-charge. | item no.120 | [52 empty] | 2.19 | Demolishing brick work manually/ by mechanical means including stacking of serviceable material and disposal of unserviceable material within 50 metres lead as per direction of Engineer-in-charge. | item no.120
2.2 | In cement mortar | item no.121 | 0.45 | sqm | 1489.22 |  |  | Excess(+) | 1 | Full Conversion | INR | [40 empty] | 670.15 | 670.15 | INR Six Hundred & Seventy and Paise Fifteen Only | 2.2 | In cement mortar | item no.121 | 0.45 | sqm
2.21 | Dismantling doors, windows and clerestory windows (steel or wood) shutter including chowkhats, architrave, holdfasts etc. complete and stacking within 50 metres lead : | item no.122 | [52 empty] | 2.21 | Dismantling doors, windows and clerestory windows (steel or wood) shutter including chowkhats, architrave, holdfasts etc. complete and stacking within 50 metres lead : | item no.122
2.22 | Of area 3 sq. metres and below | item no.123 | 4 | sqm | 265.41 |  |  | Excess(+) | 1 | Full Conversion | INR | [40 empty] | 1061.64 | 1061.64 | INR One Thousand &Sixty One and Paise Sixty Four Only | 2.22 | Of area 3 sq. metres and below | item no.123 | 4 | sqm
2.23 | Of area beyond 3 sq. metres | item no.124 | 4 | sqm | 363.48 |  |  | Excess(+) | 1 | Full Conversion | INR | [40 empty] | 1453.92 | 1453.92 | INR One Thousand Four Hundred & Fifty Three and Paise Ninety Two Only | 2.23 | Of area beyond 3 sq. metres | item no.124 | 4 | sqm
2.24 | Taking out doors, windows and clerestory window shutters (steel or wood) including stacking within 50 metres lead : | item no.125 | [52 empty] | 2.24 | Taking out doors, windows and clerestory window shutters (steel or wood) including stacking within 50 metres lead : | item no.125
2.25 | Of area 3 sq. metres and below | item no.126 | 5 | sqm | 103.73 |  |  | Excess(+) | 1 | Full Conversion | INR | [40 empty] | 518.65 | 518.65 | INR Five Hundred & Eighteen and Paise Sixty Five Only | 2.25 | Of area 3 sq. metres and below | item no.126 | 5 | sqm
2.26 | Dismantling stone slab flooring laid in cement mortar including stacking of serviceable material and disposal of unserviceable material within 50 metres lead. | item no.127 | 5.83 | sqm | 192.68 |  |  | Excess(+) | 1 | Full Conversion | INR | [40 empty] | 1123.32 | 1123.32 | INR One Thousand One Hundred & Twenty Three and Paise Thirty Two Only | 2.26 | Dismantling stone slab flooring laid in cement mortar including stacking of serviceable material and disposal of unserviceable material within 50 metres lead. | item no.127 | 5.83 | sqm
2.27 | Dismantling C.I. or asbestos rain water pipe with fittings and clamps including stacking the material within 50 metres lead : | item no.128 | [52 empty] | 2.27 | Dismantling C.I. or asbestos rain water pipe with fittings and clamps including stacking the material within 50 metres lead : | item no.128
2.28 | 100 mm dia pipe | item no.129 | 130 | sqm | 56.38 |  |  | Excess(+) | 1 | Full Conversion | INR | [40 empty] | 7329.4 | 7329.4 | INR Seven Thousand Three Hundred & Twenty Nine and Paise Forty Only | 2.28 | 100 mm dia pipe | item no.129 | 130 | sqm
2.29 | Dismantling old plaster or skirting raking out joints and cleaning the surface for plaster including disposal of rubbish to the dumping ground within 50 metres lead. | item no.130 | 132 | sqm | 39.5 |  |  | Excess(+) | 1 | Full Conversion | INR | [40 empty] | 5214 | 5214 | INR Five Thousand Two Hundred & Fourteen Only | 2.29 | Dismantling old plaster or skirting raking out joints and cleaning the surface for plaster including disposal of rubbish to the dumping ground within 50 metres lead. | item no.130 | 132 | sqm
2.3 | Disposal of building rubbish / malba / similar unserviceable, dismantled or waste materials by mechanical means, including loading, transporting, unloading to approved municipal dumping ground or as approved by Engineer-in-charge, beyond 50 m initial lead, for all leads including all lifts involved. | item no.131 | 74.68 | sqm | 192.33 |  |  | Excess(+) | 1 | Full Conversion | INR | [40 empty] | 14363.2 | 14363.2 | INR Fourteen Thousand Three Hundred & Sixty Three and Paise Twenty Only | 2.3 | Disposal of building rubbish / malba / similar unserviceable, dismantled or waste materials by mechanical means, including loading, transporting, unloading to approved municipal dumping ground or as approved by Engineer-in-charge, beyond 50 m initial lead, for all leads including all lifts involved. | item no.131 | 74.68 | sqm
2.31 | ROAD WORK | item no.132 | [52 empty] | 2.31 | ROAD WORK | item no.132
2.32 | Construction of granular sub-base by providing close graded Material conforming to specifications, mixing in a mechanical mix plant at OMC, carriage of mixed material by tippers to work site, for all leads & lifts, spreading in uniform layers of specified thickness with motor grader on prepared surface and compacting with vibratory power roller to achieve the desired density, complete as per specifications and directions of Engineer-in-Charge. | item no.133 | [52 empty] | 2.32 | Construction of granular sub-base by providing close graded Material conforming to specifications, mixing in a mechanical mix plant at OMC, carriage of mixed material by tippers to work site, for all leads & lifts, spreading in uniform layers of specified thickness with motor grader on prepared surface and compacting with vibratory power roller to achieve the desired density, complete as per specifications and directions of Engineer-in-Charge. | item no.133
2.33 | With material conforming to Grade-I (size range 75 mm to 0.075 mm) having CBR Value-30 | item no.134 | 195 | sqm | 2330.64 |  |  | Excess(+) | 1 | Full Conversion | INR | [40 empty] | 454474.8 | 454474.8 | INR Four Lakh Fifty Four Thousand Four Hundred & Seventy Four and Paise Eighty Only | 2.33 | With material conforming to Grade-I (size range 75 mm to 0.075 mm) having CBR Value-30 | item no.134 | 195 | sqm
2.34 | SANITARY INSTALLATIONS | item no.135 | [52 empty] | 2.34 | SANITARY INSTALLATIONS | item no.135
2.35 | Providing and fixing CP Brass 32mm size Bottle Trap of approved quality & make and as per the direction of Engineer-in-charge. | item no.136 | 13 | sqm | 777.07 |  |  | Excess(+) | 1 | Full Conversion | INR | [40 empty] | 10101.91 | 10101.91 | INR Ten Thousand One Hundred & One and Paise Ninety One Only | 2.35 | Providing and fixing CP Brass 32mm size Bottle Trap of approved quality & make and as per the direction of Engineer-in-charge. | item no.136 | 13 | sqm
2.36 | Providing and fixing CP Brass Single lever telephonic wall mixer of quality & make as approved by Engineer in charge. (a) 15 mm nominal dia | item no.137 | 4 | sqm | 5365.32 |  |  | Excess(+) | 1 | Full Conversion | INR | [40 empty] | 21461.28 | 21461.28 | INR Twenty One Thousand Four Hundred & Sixty One and Paise Twenty Eight Only | 2.36 | Providing and fixing CP Brass Single lever telephonic wall mixer of quality & make as approved by Engineer in charge. (a) 15 mm nominal dia | item no.137 | 4 | sqm
2.37 | Providing and fixing mirror of superior glass (of approved quality) and of required shape and size with plastic moulded frame of approved make and shade with 6 mm thick hard board backing : | item no.138 | [52 empty] | 2.37 | Providing and fixing mirror of superior glass (of approved quality) and of required shape and size with plastic moulded frame of approved make and shade with 6 mm thick hard board backing : | item no.138
2.38 | Oval shape 450x350 mm (outer dimensions) | item no.139 | 4 | sqm | 1014.82 |  |  | Excess(+) | 1 | Full Conversion | INR | [40 empty] | 4059.28 | 4059.28 | INR Four Thousand &Fifty Nine and Paise Twenty Eight Only | 2.38 | Oval shape 450x350 mm (outer dimensions) | item no.139 | 4 | sqm
2.39 | Providing and fixing toilet paper holder : | item no.140 | [52 empty] | 2.39 | Providing and fixing toilet paper holder : | item no.140
2.4 | C.P. brass | item no.141 | 4 | sqm | 596.93 |  |  | Excess(+) | 1 | Full Conversion | INR | [40 empty] | 2387.72 | 2387.72 | INR Two Thousand Three Hundred & Eighty Seven and Paise Seventy Two Only | 2.4 | C.P. brass | item no.141 | 4 | sqm
2.41 | Providing and fixing soil, waste and vent pipes : | item no.142 | [52 empty] | 2.41 | Providing and fixing soil, waste and vent pipes : | item no.142
2.42 | 100 mm dia | item no.143 | [52 empty] | 2.42 | 100 mm dia | item no.143
2.43 | Centrifugally cast (spun) iron socket & spigot (S&S) pipe as per IS: 3989 | item no.144 | 190 | sqm | 944.67 |  |  | Excess(+) | 1 | Full Conversion | INR | [40 empty] | 179487.3 | 179487.3 | INR One Lakh Seventy Nine Thousand Four Hundred & Eighty Seven and Paise Thirty Only | 2.43 | Centrifugally cast (spun) iron socket & spigot (S&S) pipe as per IS: 3989 | item no.144 | 190 | sqm
2.44 | 75 mm diameter : | item no.145 | [52 empty] | 2.44 | 75 mm diameter : | item no.145
2.45 | Centrifugally cast (spun) iron socketed pipe as per IS: 3989 | item no.146 | 7.2 | sqm | 913.72 |  |  | Excess(+) | 1 | Full Conversion | INR | [40 empty] | 6578.78 | 6578.78 | INR Six Thousand Five Hundred & Seventy Eight and Paise Seventy Eight Only | 2.45 | Centrifugally cast (spun) iron socketed pipe as per IS: 3989 | item no.146 | 7.2 | sqm
2.46 | Providing and fixing M.S. holder-bat clamps of approved design to Sand Cast iron/cast iron (spun) pipe embedded in and including cement concrete blocks 10x10x10 cm of 1:2:4 mix (1 cement : 2 coarse sand : 4 graded stone aggregate 20 mm nominal size), including cost of cutting holes and making good the walls etc. : | item no.147 | [52 empty] | 2.46 | Providing and fixing M.S. holder-bat clamps of approved design to Sand Cast iron/cast iron (spun) pipe embedded in and including cement concrete blocks 10x10x10 cm of 1:2:4 mix (1 cement : 2 coarse sand : 4 graded stone aggregate 20 mm nominal size), including cost of cutting holes and making good the walls etc. : | item no.147
2.47 | For 100 mm dia pipe | item no.148 | 43 | sqm | 270.45 |  |  | Excess(+) | 1 | Full Conversion | INR | [40 empty] | 11629.35 | 11629.35 | INR Eleven Thousand Six Hundred & Twenty Nine and Paise Thirty Five Only | 2.47 | For 100 mm dia pipe | item no.148 | 43 | sqm
2.48 | Providing and fixing bend of required degree with access door, insertion rubber washer 3 mm thick, bolts and nuts complete. | item no.149 | [52 empty] | 2.48 | Providing and fixing bend of required degree with access door, insertion rubber washer 3 mm thick, bolts and nuts complete. | item no.149
2.49 | 100 mm dia | item no.150 | [52 empty] | 2.49 | 100 mm dia | item no.150
2.5 | Sand cast iron S&S as per IS - 3989 | item no.151 | 8 | sqm | 523.98 |  |  | Excess(+) | 1 | Full Conversion | INR | [40 empty] | 4191.84 | 4191.84 | INR Four Thousand One Hundred & Ninety One and Paise Eighty Four Only | 2.5 | Sand cast iron S&S as per IS - 3989 | item no.151 | 8 | sqm
2.51 | Providing and fixing plain bend of required degree. | item no.152 | [52 empty] | 2.51 | Providing and fixing plain bend of required degree. | item no.152
2.52 | 100 mm dia | item no.153 | [52 empty] | 2.52 | 100 mm dia | item no.153
2.53 | Sand cast iron S&S as per IS : 3989 | item no.154 | 28 | sqm | 385.58 |  |  | Excess(+) | 1 | Full Conversion | INR | [40 empty] | 10796.24 | 10796.24 | INR Ten Thousand Seven Hundred & Ninety Six and Paise Twenty Four Only | 2.53 | Sand cast iron S&S as per IS : 3989 | item no.154 | 28 | sqm
2.54 | Providing and fixing double equal junction of required degree with access door, insertion rubber washer 3 mm thick, bolts and nuts complete : | item no.155 | [52 empty] | 2.54 | Providing and fixing double equal junction of required degree with access door, insertion rubber washer 3 mm thick, bolts and nuts complete : | item no.155
2.55 | 100x100x100x100 mm | item no.156 | [52 empty] | 2.55 | 100x100x100x100 mm | item no.156
2.56 | Sand cast iron S&S as per IS - 3989 | item no.157 | 2 | sqm | 793.47 |  |  | Excess(+) | 1 | Full Conversion | INR | [40 empty] | 1586.94 | 1586.94 | INR One Thousand Five Hundred & Eighty Six and Paise Ninety Four Only | 2.56 | Sand cast iron S&S as per IS - 3989 | item no.157 | 2 | sqm
2.57 | Providing and fixing single equal plain junction of required degree with access door, insertion rubber washer 3 mm thick, bolts and nuts complete. | item no.158 | [52 empty] | 2.57 | Providing and fixing single equal plain junction of required degree with access door, insertion rubber washer 3 mm thick, bolts and nuts complete. | item no.158
2.58 | 100x100x100 mm | item no.159 | [52 empty] | 2.58 | 100x100x100 mm | item no.159
2.59 | Sand cast iron S&S as per IS - 3989 | item no.160 | 18 | sqm | 641.3 |  |  | Excess(+) | 1 | Full Conversion | INR | [40 empty] | 11543.4 | 11543.4 | INR Eleven Thousand Five Hundred & Forty Three and Paise Forty Only | 2.59 | Sand cast iron S&S as per IS - 3989 | item no.160 | 18 | sqm
2.6 | Providing and fixing single equal plain junction of required degree : | item no.161 | [52 empty] | 2.6 | Providing and fixing single equal plain junction of required degree : | item no.161
2.61 | 100x100x100 mm | item no.162 | [52 empty] | 2.61 | 100x100x100 mm | item no.162
2.62 | Sand cast iron S&S as per IS - 3989 | item no.163 | 6 | sqm | 620.17 |  |  | Excess(+) | 1 | Full Conversion | INR | [40 empty] | 3721.02 | 3721.02 | INR Three Thousand Seven Hundred & Twenty One and Paise Two Only | 2.62 | Sand cast iron S&S as per IS - 3989 | item no.163 | 6 | sqm
2.63 | Providing and fixing terminal guard : | item no.164 | [52 empty] | 2.63 | Providing and fixing terminal guard : | item no.164
2.64 | 100 mm | item no.165 | [52 empty] | 2.64 | 100 mm | item no.165
2.65 | Sand cast iron S&S as per IS - 3989 | item no.166 | 13 | sqm | 385.58 |  |  | Excess(+) | 1 | Full Conversion | INR | [40 empty] | 5012.54 | 5012.54 | INR Five Thousand &Twelve and Paise Fifty Four Only | 2.65 | Sand cast iron S&S as per IS - 3989 | item no.166 | 13 | sqm
2.66 | Providing and fixing collar : | item no.167 | [52 empty] | 2.66 | Providing and fixing collar : | item no.167
2.67 | 100 mm | item no.168 | [52 empty] | 2.67 | 100 mm | item no.168
2.68 | Sand cast iron S&S as per IS - 3989 | item no.169 | 30 | sqm | 385.58 |  |  | Excess(+) | 1 | Full Conversion | INR | [40 empty] | 11567.4 | 11567.4 | INR Eleven Thousand Five Hundred & Sixty Seven and Paise Forty Only | 2.68 | Sand cast iron S&S as per IS - 3989 | item no.169 | 30 | sqm
2.69 | Providing lead caulked joints to sand cast iron/centrifugally cast (spun) iron pipes and fittings of diameter : | item no.170 | [52 empty] | 2.69 | Providing lead caulked joints to sand cast iron/centrifugally cast (spun) iron pipes and fittings of diameter : | item no.170
2.7 | 100 mm | item no.171 | 198 | sqm | 481.94 |  |  | Excess(+) | 1 | Full Conversion | INR | [40 empty] | 95424.12 | 95424.12 | INR Ninety Five Thousand Four Hundred & Twenty Four and Paise Twelve Only | 2.7 | 100 mm | item no.171 | 198 | sqm
2.71 | 75 mm | item no.172 | 4 | sqm | 408.94 |  |  | Excess(+) | 1 | Full Conversion | INR | [40 empty] | 1635.76 | 1635.76 | INR One Thousand Six Hundred & Thirty Five and Paise Seventy Six Only | 2.71 | 75 mm | item no.172 | 4 | sqm
2.72 | Providing and fixing trap of self cleansing design with screwed down or hinged grating with or without vent arm complete, including cost of cutting and making good the walls and floors : | item no.173 | [52 empty] | 2.72 | Providing and fixing trap of self cleansing design with screwed down or hinged grating with or without vent arm complete, including cost of cutting and making good the walls and floors : | item no.173
2.73 | 100 mm inlet and 100 mm outlet | item no.174 | [52 empty] | 2.73 | 100 mm inlet and 100 mm outlet | item no.174
2.74 | Sand cast iron S&S as per IS: 3989 | item no.175 | 4 | sqm | 1406.49 |  |  | Excess(+) | 1 | Full Conversion | INR | [40 empty] | 5625.96 | 5625.96 | INR Five Thousand Six Hundred & Twenty Five and Paise Ninety Six Only | 2.74 | Sand cast iron S&S as per IS: 3989 | item no.175 | 4 | sqm
2.75 | 100 mm inlet and 75 mm outlet | item no.176 | [52 empty] | 2.75 | 100 mm inlet and 75 mm outlet | item no.176
2.76 | Sand cast iron S&S as per IS - 3989 | item no.177 | 4 | sqm | 1465.15 |  |  | Excess(+) | 1 | Full Conversion | INR | [40 empty] | 5860.6 | 5860.6 | INR Five Thousand Eight Hundred & Sixty and Paise Sixty Only | 2.76 | Sand cast iron S&S as per IS - 3989 | item no.177 | 4 | sqm
2.77 | Providing and fixing white vitreous china extended wall mounting water closet of size 780x370x690 mm of approved shape including providing & fixing white vitreous china cistern with dual flush fitting, of flushing capacity 3 litre/ 6 litre (adjustable to 4 litre/ 8 litres), including seat cover, and cistern fittings, nuts, bolts and gasket etc complete. | item no.178 | 4 | sqm | 11430.56 |  |  | Excess(+) | 1 | Full Conversion | INR | [40 empty] | 45722.24 | 45722.24 | INR Forty Five Thousand Seven Hundred & Twenty Two and Paise Twenty Four Only | 2.77 | Providing and fixing white vitreous china extended wall mounting water closet of size 780x370x690 mm of approved shape including providing & fixing white vitreous china cistern with dual flush fitting, of flushing capacity 3 litre/ 6 litre (adjustable to 4 litre/ 8 litres), including seat cover, and cistern fittings, nuts, bolts and gasket etc complete. | item no.178 | 4 | sqm
2.78 | WATER SUPPLY | item no.179 | [52 empty] | 2.78 | WATER SUPPLY | item no.179
2.79 | Providing and fixing G.I. pipes complete with G.I. fittings and clamps, i/c cutting and making good the walls etc. Internal work - Exposed on wall | item no.180 | [52 empty] | 2.79 | Providing and fixing G.I. pipes complete with G.I. fittings and clamps, i/c cutting and making good the walls etc. Internal work - Exposed on wall | item no.180
2.8 | 20 mm dia nominal bore | item no.181 | 11.5 | sqm | 327.36 |  |  | Excess(+) | 1 | Full Conversion | INR | [40 empty] | 3764.64 | 3764.64 | INR Three Thousand Seven Hundred & Sixty Four and Paise Sixty Four Only | 2.8 | 20 mm dia nominal bore | item no.181 | 11.5 | sqm
2.81 | 25 mm dia nominal bore | item no.182 | 44 | sqm | 430.69 |  |  | Excess(+) | 1 | Full Conversion | INR | [40 empty] | 18950.36 | 18950.36 | INR Eighteen Thousand Nine Hundred & Fifty and Paise Thirty Six Only | 2.81 | 25 mm dia nominal bore | item no.182 | 44 | sqm
2.82 | 32 mm dia nominal bore | item no.183 | 75 | sqm | 494.17 |  |  | Excess(+) | 1 | Full Conversion | INR | [40 empty] | 37062.75 | 37062.75 | INR Thirty Seven Thousand &Sixty Two and Paise Seventy Five Only | 2.82 | 32 mm dia nominal bore | item no.183 | 75 | sqm
2.83 | 40 mm dia nominal bore | item no.184 | 58 | sqm | 635.82 |  |  | Excess(+) | 1 | Full Conversion | INR | [40 empty] | 36877.56 | 36877.56 | INR Thirty Six Thousand Eight Hundred & Seventy Seven and Paise Fifty Six Only | 2.83 | 40 mm dia nominal bore | item no.184 | 58 | sqm
2.84 | Providing and fixing G.I. Pipes complete with G.I. fittings and clamps, i/c making good the walls etc. concealed pipe, including painting with anti corrosive bitumastic paint, cutting chases and making good the wall : | item no.185 | [52 empty] | 2.84 | Providing and fixing G.I. Pipes complete with G.I. fittings and clamps, i/c making good the walls etc. concealed pipe, including painting with anti corrosive bitumastic paint, cutting chases and making good the wall : | item no.185
2.85 | 15 mm dia nominal bore | item no.186 | 60 | sqm | 425.43 |  |  | Excess(+) | 1 | Full Conversion | INR | [40 empty] | 25525.8 | 25525.8 | INR Twenty Five Thousand Five Hundred & Twenty Five and Paise Eighty Only | 2.85 | 15 mm dia nominal bore | item no.186 | 60 | sqm
2.86 | Providing and fixing G.I. pipes complete with G.I. fittings including trenching and refilling etc. External work | item no.187 | [52 empty] | 2.86 | Providing and fixing G.I. pipes complete with G.I. fittings including trenching and refilling etc. External work | item no.187
2.87 | 25 mm dia nominal bore | item no.188 | 10 | sqm | 366.46 |  |  | Excess(+) | 1 | Full Conversion | INR | [40 empty] | 3664.6 | 3664.6 | INR Three Thousand Six Hundred & Sixty Four and Paise Sixty Only | 2.87 | 25 mm dia nominal bore | item no.188 | 10 | sqm
2.88 | 32 mm dia nominal bore | item no.189 | 5 | sqm | 401.32 |  |  | Excess(+) | 1 | Full Conversion | INR | [40 empty] | 2006.6 | 2006.6 | INR Two Thousand &Six and Paise Sixty Only | 2.88 | 32 mm dia nominal bore | item no.189 | 5 | sqm
2.89 | 50 mm dia nominal bore | item no.190 | 12 | sqm | 573.61 |  |  | Excess(+) | 1 | Full Conversion | INR | [40 empty] | 6883.32 | 6883.32 | INR Six Thousand Eight Hundred & Eighty Three and Paise Thirty Two Only | 2.89 | 50 mm dia nominal bore | item no.190 | 12 | sqm
2.9 | Making connection of G.I. distribution branch with G.I. main of following sizes by providing and fixing tee, including cutting and threading the pipe etc. complete : | item no.191 | [52 empty] | 2.9 | Making connection of G.I. distribution branch with G.I. main of following sizes by providing and fixing tee, including cutting and threading the pipe etc. complete : | item no.191
2.91 | 25 to 40 mm nominal bore | item no.192 | 9 | sqm | 663.83 |  |  | Excess(+) | 1 | Full Conversion | INR | [40 empty] | 5974.47 | 5974.47 | INR Five Thousand Nine Hundred & Seventy Four and Paise Forty Seven Only | 2.91 | 25 to 40 mm nominal bore | item no.192 | 9 | sqm
2.92 | Providing and fixing gun metal gate valve with C.I. wheel of approved quality (screwed end) : | item no.193 | [52 empty] | 2.92 | Providing and fixing gun metal gate valve with C.I. wheel of approved quality (screwed end) : | item no.193
2.93 | 25 mm nominal bore | item no.194 | 14 | sqm | 466.77 |  |  | Excess(+) | 1 | Full Conversion | INR | [40 empty] | 6534.78 | 6534.78 | INR Six Thousand Five Hundred & Thirty Four and Paise Seventy Eight Only | 2.93 | 25 mm nominal bore | item no.194 | 14 | sqm
2.94 | 20 mm nominal bore | item no.195 | 5 | sqm | 404.87 |  |  | Excess(+) | 1 | Full Conversion | INR | [40 empty] | 2024.35 | 2024.35 | INR Two Thousand &Twenty Four and Paise Thirty Five Only | 2.94 | 20 mm nominal bore | item no.195 | 5 | sqm
2.95 | 32 mm nominal bore. | item no.196 | 6 | sqm | 517.23 |  |  | Excess(+) | 1 | Full Conversion | INR | [40 empty] | 3103.38 | 3103.38 | INR Three Thousand One Hundred & Three and Paise Thirty Eight Only | 2.95 | 32 mm nominal bore. | item no.196 | 6 | sqm
2.96 | 40 mm nominal bore | item no.197 | 4 | sqm | 620.17 |  |  | Excess(+) | 1 | Full Conversion | INR | [40 empty] | 2480.68 | 2480.68 | INR Two Thousand Four Hundred & Eighty and Paise Sixty Eight Only | 2.96 | 40 mm nominal bore | item no.197 | 4 | sqm
2.97 | Providing and fixing ball valve (brass) of approved quality, High or low pressure, with plastic floats complete : | item no.198 | [52 empty] | 2.97 | Providing and fixing ball valve (brass) of approved quality, High or low pressure, with plastic floats complete : | item no.198
2.98 | 20 mm nominal bore | item no.199 | 1 | sqm | 348.49 |  |  | Excess(+) | 1 | Full Conversion | INR | [40 empty] | 348.49 | 348.49 | INR Three Hundred & Forty Eight and Paise Forty Nine Only | 2.98 | 20 mm nominal bore | item no.199 | 1 | sqm
2.99 | 25 mm nominal bore | item no.200 | 2 | sqm | 349.98 |  |  | Excess(+) | 1 | Full Conversion | INR | [40 empty] | 699.96 | 699.96 | INR Six Hundred & Ninety Nine and Paise Ninety Six Only | 2.99 | 25 mm nominal bore | item no.200 | 2 | sqm
3 | Providing and fixing brass ferrule with C.I. mouth cover including boring and tapping the main : | item no.201 | [52 empty] | 3 | Providing and fixing brass ferrule with C.I. mouth cover including boring and tapping the main : | item no.201
3.01 | 20 mm nominal bore | item no.202 | 1 | sqm | 305.04 |  |  | Excess(+) | 1 | Full Conversion | INR | [40 empty] | 305.04 | 305.04 | INR Three Hundred & Five and Paise Four Only | 3.01 | 20 mm nominal bore | item no.202 | 1 | sqm
3.02 | Providing and fixing uplasticised PVC connection pipe with brass unions : | item no.203 | [52 empty] | 3.02 | Providing and fixing uplasticised PVC connection pipe with brass unions : | item no.203
3.03 | 45 cm length | item no.204 | [52 empty] | 3.03 | 45 cm length | item no.204
3.04 | 15 mm nominal bore | item no.205 | 4 | sqm | 74.7 |  |  | Excess(+) | 1 | Full Conversion | INR | [40 empty] | 298.8 | 298.8 | INR Two Hundred & Ninety Eight and Paise Eighty Only | 3.04 | 15 mm nominal bore | item no.205 | 4 | sqm
3.05 | Constructing masonry Chamber 30x30x50 cm inside, in brick work in cement mortar 1:4 (1 cement :4 coarse sand) for stop cock, with C. I. surface box 100x100 x75 mm (inside) with hinged cover fixed in cement concrete slab 1:2:4 mix (1 cement : 2 coarse sand : 4 graded stone aggregate 20 mm nominal size), i/c necessary excavation, foundation concrete 1:5:10 ( 1 cement : 5 fine sand : 10 graded stone aggregate 40mm nominal size ) and inside plastering with cement mortar 1:3 (1 cement : 3 coarse sand) 12mm thick, finished with a floating coat of neat cement complete as per standard design : | item no.206 | [52 empty] | 3.05 | Constructing masonry Chamber 30x30x50 cm inside, in brick work in cement mortar 1:4 (1 cement :4 coarse sand) for stop cock, with C. I. surface box 100x100 x75 mm (inside) with hinged cover fixed in cement concrete slab 1:2:4 mix (1 cement : 2 coarse sand : 4 graded stone aggregate 20 mm nominal size), i/c necessary excavation, foundation concrete 1:5:10 ( 1 cement : 5 fine sand : 10 graded stone aggregate 40mm nominal size ) and inside plastering with cement mortar 1:3 (1 cement : 3 coarse sand) 12mm thick, finished with a floating coat of neat cement complete as per standard design : | item no.206
3.06 | With common burnt clay F.P.S.(non modular) bricks of class designation 7.5 | item no.207 | 3 | sqm | 1501.23 |  |  | Excess(+) | 1 | Full Conversion | INR | [40 empty] | 4503.69 | 4503.69 | INR Four Thousand Five Hundred & Three and Paise Sixty Nine Only | 3.06 | With common burnt clay F.P.S.(non modular) bricks of class designation 7.5 | item no.207 | 3 | sqm
3.07 | Painting G.I. pipes and fittings with synthetic enamel white paint with two coats over a ready mixed priming coat, both of approved quality for new work : | item no.208 | [52 empty] | 3.07 | Painting G.I. pipes and fittings with synthetic enamel white paint with two coats over a ready mixed priming coat, both of approved quality for new work : | item no.208
3.08 | 20 mm diameter pipe | item no.209 | 10 | sqm | 17.23 |  |  | Excess(+) | 1 | Full Conversion | INR | [40 empty] | 172.3 | 172.3 | INR One Hundred & Seventy Two and Paise Thirty Only | 3.08 | 20 mm diameter pipe | item no.209 | 10 | sqm
3.09 | 25 mm diameter pipe | item no.210 | 6 | sqm | 22.45 |  |  | Excess(+) | 1 | Full Conversion | INR | [40 empty] | 134.7 | 134.7 | INR One Hundred & Thirty Four and Paise Seventy Only | 3.09 | 25 mm diameter pipe | item no.210 | 6 | sqm
3.1 | Repainting G.I. pipes and fittings with synthetic enamel white paint with one coat of approved quality : | item no.211 | [52 empty] | 3.1 | Repainting G.I. pipes and fittings with synthetic enamel white paint with one coat of approved quality : | item no.211
3.11 | 20 mm diameter pipe | item no.212 | 221.5 | sqm | 8.42 |  |  | Excess(+) | 1 | Full Conversion | INR | [40 empty] | 1865.03 | 1865.03 | INR One Thousand Eight Hundred & Sixty Five and Paise Three Only | 3.11 | 20 mm diameter pipe | item no.212 | 221.5 | sqm
3.12 | Painting G.I. pipes and fittings with two coats of anti-corrosive bitumastic paint of approved quality : | item no.213 | [52 empty] | 3.12 | Painting G.I. pipes and fittings with two coats of anti-corrosive bitumastic paint of approved quality : | item no.213
3.13 | 25 mm diameter pipe | item no.214 | 10 | sqm | 13.37 |  |  | Excess(+) | 1 | Full Conversion | INR | [40 empty] | 133.7 | 133.7 | INR One Hundred & Thirty Three and Paise Seventy Only | 3.13 | 25 mm diameter pipe | item no.214 | 10 | sqm
3.14 | Providing and filling sand of grading zone V or coarser grade, allround the G.I. pipes in external work : | item no.215 | [52 empty] | 3.14 | Providing and filling sand of grading zone V or coarser grade, allround the G.I. pipes in external work : | item no.215
3.15 | 25 mm diameter pipe | item no.216 | 10 | sqm | 143.88 |  |  | Excess(+) | 1 | Full Conversion | INR | [40 empty] | 1438.8 | 1438.8 | INR One Thousand Four Hundred & Thirty Eight and Paise Eighty Only | 3.15 | 25 mm diameter pipe | item no.216 | 10 | sqm
3.16 | Providing and fixing G.I. Union in G.I. pipe including cutting and threading the pipe and making long screws etc. complete (New work) : | item no.217 | [52 empty] | 3.16 | Providing and fixing G.I. Union in G.I. pipe including cutting and threading the pipe and making long screws etc. complete (New work) : | item no.217
3.17 | 15 mm nominal bore | item no.218 | 4 | sqm | 229.99 |  |  | Excess(+) | 1 | Full Conversion | INR | [40 empty] | 919.96 | 919.96 | INR Nine Hundred & Nineteen and Paise Ninety Six Only | 3.17 | 15 mm nominal bore | item no.218 | 4 | sqm
3.18 | 20 mm nominal bore | item no.219 | 5 | sqm | 253.44 |  |  | Excess(+) | 1 | Full Conversion | INR | [40 empty] | 1267.2 | 1267.2 | INR One Thousand Two Hundred & Sixty Seven and Paise Twenty Only | 3.18 | 20 mm nominal bore | item no.219 | 5 | sqm
3.19 | 25 mm nominal bore | item no.220 | 19 | sqm | 323.85 |  |  | Excess(+) | 1 | Full Conversion | INR | [40 empty] | 6153.15 | 6153.15 | INR Six Thousand One Hundred & Fifty Three and Paise Fifteen Only | 3.19 | 25 mm nominal bore | item no.220 | 19 | sqm
3.2 | 32 mm nominal bore | item no.221 | 10 | sqm | 359.01 |  |  | Excess(+) | 1 | Full Conversion | INR | [40 empty] | 3590.1 | 3590.1 | INR Three Thousand Five Hundred & Ninety and Paise Ten Only | 3.2 | 32 mm nominal bore | item no.221 | 10 | sqm
3.21 | 40 mm nominal bore | item no.222 | 6 | sqm | 458.75 |  |  | Excess(+) | 1 | Full Conversion | INR | [40 empty] | 2752.5 | 2752.5 | INR Two Thousand Seven Hundred & Fifty Two and Paise Fifty Only | 3.21 | 40 mm nominal bore | item no.222 | 6 | sqm
3.22 | 50 mm nominal bore | item no.223 | 2 | sqm | 619.64 |  |  | Excess(+) | 1 | Full Conversion | INR | [40 empty] | 1239.28 | 1239.28 | INR One Thousand Two Hundred & Thirty Nine and Paise Twenty Eight Only | 3.22 | 50 mm nominal bore | item no.223 | 2 | sqm
3.23 | Providing and placing on terrace (at all floor levels) polyethylene water storage tank, IS : 12701 marked, with cover and suitable locking arrangement and making necessary holes for inlet, outlet and overflow pipes but without fittings and the base support for tank. | item no.224 | 750 | sqm | 8.51 |  |  | Excess(+) | 1 | Full Conversion | INR | [40 empty] | 6382.5 | 6382.5 | INR Six Thousand Three Hundred & Eighty Two and Paise Fifty Only | 3.23 | Providing and placing on terrace (at all floor levels) polyethylene water storage tank, IS : 12701 marked, with cover and suitable locking arrangement and making necessary holes for inlet, outlet and overflow pipes but without fittings and the base support for tank. | item no.224 | 750 | sqm
3.24 | Providing and fixing C.P. brass bib cock of approved quality conforming to IS:8931 : | item no.225 | [52 empty] | 3.24 | Providing and fixing C.P. brass bib cock of approved quality conforming to IS:8931 : | item no.225
3.25 | 15 mm nominal bore | item no.226 | 4 | sqm | 380.71 |  |  | Excess(+) | 1 | Full Conversion | INR | [40 empty] | 1522.84 | 1522.84 | INR One Thousand Five Hundred & Twenty Two and Paise Eighty Four Only | 3.25 | 15 mm nominal bore | item no.226 | 4 | sqm
3.26 | Providing and fixing C.P. brass long body bib cock of approved quality conforming to IS standards and weighing not less than 690 gms. | item no.227 | [52 empty] | 3.26 | Providing and fixing C.P. brass long body bib cock of approved quality conforming to IS standards and weighing not less than 690 gms. | item no.227
3.27 | 15 mm nominal bore | item no.228 | 8 | sqm | 621.13 |  |  | Excess(+) | 1 | Full Conversion | INR | [40 empty] | 4969.04 | 4969.04 | INR Four Thousand Nine Hundred & Sixty Nine and Paise Four Only | 3.27 | 15 mm nominal bore | item no.228 | 8 | sqm
3.28 | Providing and fixing C.P. brass stop cock (concealed) of standard design and of approved make conforming to IS:8931. | item no.229 | [52 empty] | 3.28 | Providing and fixing C.P. brass stop cock (concealed) of standard design and of approved make conforming to IS:8931. | item no.229
3.29 | 15 mm nominal bore | item no.230 | 8 | sqm | 521.48 |  |  | Excess(+) | 1 | Full Conversion | INR | [40 empty] | 4171.84 | 4171.84 | INR Four Thousand One Hundred & Seventy One and Paise Eighty Four Only | 3.29 | 15 mm nominal bore | item no.230 | 8 | sqm
3.3 | Providing and fixing C.P. brass angle valve for basin mixer and geyser points of approved quality conforming to IS:8931 | item no.231 | [52 empty] | 3.3 | Providing and fixing C.P. brass angle valve for basin mixer and geyser points of approved quality conforming to IS:8931 | item no.231
3.31 | 15mm nominal bore | item no.232 | 24 | sqm | 438.71 |  |  | Excess(+) | 1 | Full Conversion | INR | [40 empty] | 10529.04 | 10529.04 | INR Ten Thousand Five Hundred & Twenty Nine and Paise Four Only | 3.31 | 15mm nominal bore | item no.232 | 24 | sqm
3.32 | Providing and fixing C.P. Brass extension nipple (size 15mmx50mm) of approved make and quality as per direction of Engineer-in-charge. | item no.233 | 28 | sqm | 54.1 |  |  | Excess(+) | 1 | Full Conversion | INR | [40 empty] | 1514.8 | 1514.8 | INR One Thousand Five Hundred & Fourteen and Paise Eighty Only | 3.32 | Providing and fixing C.P. Brass extension nipple (size 15mmx50mm) of approved make and quality as per direction of Engineer-in-charge. | item no.233 | 28 | sqm
3.33 | Cutting holes up to 30x30 cm in walls including making good the same: | item no.234 | [52 empty] | 3.33 | Cutting holes up to 30x30 cm in walls including making good the same: | item no.234
3.34 | With common burnt clay F.P.S. (non modular) bricks | item no.235 | 26 | sqm | 317.76 |  |  | Excess(+) | 1 | Full Conversion | INR | [40 empty] | 8261.76 | 8261.76 | INR Eight Thousand Two Hundred & Sixty One and Paise Seventy Six Only | 3.34 | With common burnt clay F.P.S. (non modular) bricks | item no.235 | 26 | sqm
3.35 | Making chases up to 7.5x7.5 cm in walls including making good and finishing with matching surface after housing G.I. pipe etc. | item no.236 | 6 | sqm | 150.64 |  |  | Excess(+) | 1 | Full Conversion | INR | [40 empty] | 903.84 | 903.84 | INR Nine Hundred & Three and Paise Eighty Four Only | 3.35 | Making chases up to 7.5x7.5 cm in walls including making good and finishing with matching surface after housing G.I. pipe etc. | item no.236 | 6 | sqm
3.36 | Making hole up to 20x20 cm and embedding pipes up to 150 mm diameter in masonry and filling with cement concrete 1:3:6 (1 cement : 3 coarse sand: 6 graded stone aggregate 20 mm nominal size) including disposal of malba. | item no.237 | 12 | sqm | 173.96 |  |  | Excess(+) | 1 | Full Conversion | INR | [40 empty] | 2087.52 | 2087.52 | INR Two Thousand &Eighty Seven and Paise Fifty Two Only | 3.36 | Making hole up to 20x20 cm and embedding pipes up to 150 mm diameter in masonry and filling with cement concrete 1:3:6 (1 cement : 3 coarse sand: 6 graded stone aggregate 20 mm nominal size) including disposal of malba. | item no.237 | 12 | sqm
3.37 | DRAINAGE | item no.238 | [52 empty] | 3.37 | DRAINAGE | item no.238
3.38 | Providing, laying and jointing glazed stoneware pipes class SP-1 with stiff mixture of cement mortar in the proportion of 1:1 (1 cement : 1 fine sand) including testing of joints etc. complete : | item no.239 | [52 empty] | 3.38 | Providing, laying and jointing glazed stoneware pipes class SP-1 with stiff mixture of cement mortar in the proportion of 1:1 (1 cement : 1 fine sand) including testing of joints etc. complete : | item no.239
3.39 | 100 mm diameter | item no.240 | 4 | sqm | 329.46 |  |  | Excess(+) | 1 | Full Conversion | INR | [40 empty] | 1317.84 | 1317.84 | INR One Thousand Three Hundred & Seventeen and Paise Eighty Four Only | 3.39 | 100 mm diameter | item no.240 | 4 | sqm
3.4 | Providing and laying cement concrete 1:5:10 (1 cement : 5 coarse sand : 10 graded stone aggregate 40 mm nominal size) all-round S.W. pipes including bed concrete as per standard design : | item no.241 | [52 empty] | 3.4 | Providing and laying cement concrete 1:5:10 (1 cement : 5 coarse sand : 10 graded stone aggregate 40 mm nominal size) all-round S.W. pipes including bed concrete as per standard design : | item no.241
3.41 | 100 mm diameter S.W. pipe | item no.242 | 4 | sqm | 785.18 |  |  | Excess(+) | 1 | Full Conversion | INR | [40 empty] | 3140.72 | 3140.72 | INR Three Thousand One Hundred & Forty and Paise Seventy Two Only | 3.41 | 100 mm diameter S.W. pipe | item no.242 | 4 | sqm
3.42 | Providing and fixing square-mouth S.W. gully trap class SP-1 complete with C.I. grating brick masonry chamber with water tight C.I. cover with frame of 300 x300 mm size (inside) the weight of cover to be not less than 4.50 kg and frame to be not less than 2.70 kg as per standard design: | item no.243 | [52 empty] | 3.42 | Providing and fixing square-mouth S.W. gully trap class SP-1 complete with C.I. grating brick masonry chamber with water tight C.I. cover with frame of 300 x300 mm size (inside) the weight of cover to be not less than 4.50 kg and frame to be not less than 2.70 kg as per standard design: | item no.243
3.43 | 100x100 mm size P type | item no.244 | [52 empty] | 3.43 | 100x100 mm size P type | item no.244
3.44 | With common burnt clay F.P.S. (non modular) bricks of class designation 7.5 | item no.245 | 1 | sqm | 2151.29 |  |  | Excess(+) | 1 | Full Conversion | INR | [40 empty] | 2151.29 | 2151.29 | INR Two Thousand One Hundred & Fifty One and Paise Twenty Nine Only | 3.44 | With common burnt clay F.P.S. (non modular) bricks of class designation 7.5 | item no.245 | 1 | sqm
3.45 | Constructing brick masonry manhole in cement mortar 1:4 ( 1 cement : 4 coarse sand ) with R.C.C. top slab with 1:1.5:3 mix (1 cement : 1.5 coarse sand (zone-III) : 3 graded stone aggregate 20 mm nominal size), foundation concrete 1:4:8 mix (1 cement : 4 coarse sand (zone-III) : 8 graded stone aggregate 40 mm nominal size), inside plastering 12 mm thick with cement mortar 1:3 (1 cement : 3 coarse sand) finished with floating coat of neat cement and making channels in cement concrete 1:2:4 (1 cement : 2 coarse sand : 4 graded stone aggregate 20 mm nominal size) finished with a floating coat of neat cement complete as per standard design : | item no.246 | [52 empty] | 3.45 | Constructing brick masonry manhole in cement mortar 1:4 ( 1 cement : 4 coarse sand ) with R.C.C. top slab with 1:1.5:3 mix (1 cement : 1.5 coarse sand (zone-III) : 3 graded stone aggregate 20 mm nominal size), foundation concrete 1:4:8 mix (1 cement : 4 coarse sand (zone-III) : 8 graded stone aggregate 40 mm nominal size), inside plastering 12 mm thick with cement mortar 1:3 (1 cement : 3 coarse sand) finished with floating coat of neat cement and making channels in cement concrete 1:2:4 (1 cement : 2 coarse sand : 4 graded stone aggregate 20 mm nominal size) finished with a floating coat of neat cement complete as per standard design : | item no.246
3.46 | Inside size 90x80 cm and 45 cm deep including C.I. cover with frame (light duty) 455x610 mm internal dimensions, total weight of cover and frame to be not less than 38 kg (weight of cover 23 kg and weight of frame 15 kg) : | item no.247 | [52 empty] | 3.46 | Inside size 90x80 cm and 45 cm deep including C.I. cover with frame (light duty) 455x610 mm internal dimensions, total weight of cover and frame to be not less than 38 kg (weight of cover 23 kg and weight of frame 15 kg) : | item no.247
3.47 | With common burnt clay F.P.S. (non modular) bricks of class designation 7.5 | item no.248 | 1 | sqm | 10247.35 |  |  | Excess(+) | 1 | Full Conversion | INR | [40 empty] | 10247.35 | 10247.35 | INR Ten Thousand Two Hundred & Forty Seven and Paise Thirty Five Only | 3.47 | With common burnt clay F.P.S. (non modular) bricks of class designation 7.5 | item no.248 | 1 | sqm
3.48 | ALUMINIUM WORK | item no.249 | [52 empty] | 3.48 | ALUMINIUM WORK | item no.249
3.49 | Providing and fixing aluminium work for doors, windows, ventilators and partitions with extruded built up standard tubular sections/ appropriate Z sections and other sections of approved make conforming to IS: 733 and IS: 1285, fixing with dash fasteners of required dia and size, including necessary filling up the gaps at junctions, i.e. at top, bottom and sides with required EPDM rubber/ neoprene gasket etc. Aluminium sections shall be smooth, rust free, straight, mitred and jointed mechanically wherever required including cleat angle, Aluminium snap beading for glazing / paneling, C.P. brass / stainless steel screws, all complete as per architectural drawings and the directions of Engineer-in-charge. (Glazing, paneling and dash fasteners to be paid for separately) : | item no.250 | [52 empty] | 3.49 | Providing and fixing aluminium work for doors, windows, ventilators and partitions with extruded built up standard tubular sections/ appropriate Z sections and other sections of approved make conforming to IS: 733 and IS: 1285, fixing with dash fasteners of required dia and size, including necessary filling up the gaps at junctions, i.e. at top, bottom and sides with required EPDM rubber/ neoprene gasket etc. Aluminium sections shall be smooth, rust free, straight, mitred and jointed mechanically wherever required including cleat angle, Aluminium snap beading for glazing / paneling, C.P. brass / stainless steel screws, all complete as per architectural drawings and the directions of Engineer-in-charge. (Glazing, paneling and dash fasteners to be paid for separately) : | item no.250
3.5 | For fixed portion | item no.251 | [52 empty] | 3.5 | For fixed portion | item no.251
3.51 | Anodised aluminium (anodised transparent or dyed to required shade according to IS: 1868, Minimum anodic coating of grade AC 15) | item no.252 | 150 | sqm | 380.49 |  |  | Excess(+) | 1 | Full Conversion | INR | [40 empty] | 57073.5 | 57073.5 | INR Fifty Seven Thousand &Seventy Three and Paise Fifty Only | 3.51 | Anodised aluminium (anodised transparent or dyed to required shade according to IS: 1868, Minimum anodic coating of grade AC 15) | item no.252 | 150 | sqm
3.52 | For shutters of doors, windows & ventilators including providing and fixing hinges/ pivots and making provision for fixing of fittings wherever required including the cost of EPDM rubber / neoprene gasket required (Fittings shall be paid for separately) | item no.253 | [52 empty] | 3.52 | For shutters of doors, windows & ventilators including providing and fixing hinges/ pivots and making provision for fixing of fittings wherever required including the cost of EPDM rubber / neoprene gasket required (Fittings shall be paid for separately) | item no.253
3.53 | Anodised aluminium (anodised transparent or dyed to required shade according to IS: 1868, Minimum anodic coating of grade AC 15) | item no.254 | 151 | sqm | 466.29 |  |  | Excess(+) | 1 | Full Conversion | INR | [40 empty] | 70409.79 | 70409.79 | INR Seventy Thousand Four Hundred & Nine and Paise Seventy Nine Only | 3.53 | Anodised aluminium (anodised transparent or dyed to required shade according to IS: 1868, Minimum anodic coating of grade AC 15) | item no.254 | 151 | sqm
3.54 | Providing and fixing 12 mm thick prelaminated particle board flat pressed three layer or graded wood particle board conforming to IS: 12823 Grade l Type ll, in panelling fixed in aluminum doors, windows shutters and partition frames with C.P. brass / stainless steel screws etc. complete as per architectural drawings and directions of engineer- in-charge. | item no.255 | [52 empty] | 3.54 | Providing and fixing 12 mm thick prelaminated particle board flat pressed three layer or graded wood particle board conforming to IS: 12823 Grade l Type ll, in panelling fixed in aluminum doors, windows shutters and partition frames with C.P. brass / stainless steel screws etc. complete as per architectural drawings and directions of engineer- in-charge. | item no.255
3.55 | Pre-laminated particle board with decorative lamination on both sides | item no.256 | 7.8 | sqm | 833.89 |  |  | Excess(+) | 1 | Full Conversion | INR | [40 empty] | 6504.34 | 6504.34 | INR Six Thousand Five Hundred & Four and Paise Thirty Four Only | 3.55 | Pre-laminated particle board with decorative lamination on both sides | item no.256 | 7.8 | sqm
3.56 | Providing and fixing glazing in aluminium door, window, ventilator shutters and partitions etc. with EPDM rubber / neoprene gasket etc. complete as per the architectural drawings and the directions of engineer-in-charge . (Cost of aluminium snap beading shall be paid in basic item): | item no.257 | [52 empty] | 3.56 | Providing and fixing glazing in aluminium door, window, ventilator shutters and partitions etc. with EPDM rubber / neoprene gasket etc. complete as per the architectural drawings and the directions of engineer-in-charge . (Cost of aluminium snap beading shall be paid in basic item): | item no.257
3.57 | With float glass panes of 4.0 mm thickness (weight not less than 10kg/sqm) | item no.258 | 0.7 | sqm | 894.17 |  |  | Excess(+) | 1 | Full Conversion | INR | [40 empty] | 625.92 | 625.92 | INR Six Hundred & Twenty Five and Paise Ninety Two Only | 3.57 | With float glass panes of 4.0 mm thickness (weight not less than 10kg/sqm) | item no.258 | 0.7 | sqm
3.58 | With float glass panes of 5 mm thickness (weight not less than 12.50 kg/sqm) | item no.259 | 75 | sqm | 1162.25 |  |  | Excess(+) | 1 | Full Conversion | INR | [40 empty] | 87168.75 | 87168.75 | INR Eighty Seven Thousand One Hundred & Sixty Eight and Paise Seventy Five Only | 3.58 | With float glass panes of 5 mm thickness (weight not less than 12.50 kg/sqm) | item no.259 | 75 | sqm
3.59 | Extra for applying additional anodic coating AC 25 instead of AC 15 to aluminium extruded sections. | item no.260 | [52 empty] | 3.59 | Extra for applying additional anodic coating AC 25 instead of AC 15 to aluminium extruded sections. | item no.260
3.6 | For shutters of doors, windows & ventilators | item no.261 | 11 | sqm | 11.75 |  |  | Excess(+) | 1 | Full Conversion | INR | [40 empty] | 129.25 | 129.25 | INR One Hundred & Twenty Nine and Paise Twenty Five Only | 3.6 | For shutters of doors, windows & ventilators | item no.261 | 11 | sqm
3.61 | Providing and fixing stainless steel (SS 304 grade) adjustable friction windows stays of approved quality with necessary stainless steel screws etc. to the side hung windows as per direction of Engineer- in-charge complete. | item no.262 | [52 empty] | 3.61 | Providing and fixing stainless steel (SS 304 grade) adjustable friction windows stays of approved quality with necessary stainless steel screws etc. to the side hung windows as per direction of Engineer- in-charge complete. | item no.262
3.62 | 255 X 19 mm | item no.263 | 8 | sqm | 288.65 |  |  | Excess(+) | 1 | Full Conversion | INR | [40 empty] | 2309.2 | 2309.2 | INR Two Thousand Three Hundred & Nine and Paise Twenty Only | 3.62 | 255 X 19 mm | item no.263 | 8 | sqm
3.63 | Providing and fixing aluminium tubular handle bar 32 mm outer dia, 3.0 mm thick & 2100 mm long with SS screws etc .complete as per direction of Engineer-in-Charge. | item no.264 | [52 empty] | 3.63 | Providing and fixing aluminium tubular handle bar 32 mm outer dia, 3.0 mm thick & 2100 mm long with SS screws etc .complete as per direction of Engineer-in-Charge. | item no.264
3.64 | Anodized (AC 15 ) aluminium tubular handle bar | item no.265 | 10 | sqm | 449.98 |  |  | Excess(+) | 1 | Full Conversion | INR | [40 empty] | 4499.8 | 4499.8 | INR Four Thousand Four Hundred & Ninety Nine and Paise Eighty Only | 3.64 | Anodized (AC 15 ) aluminium tubular handle bar | item no.265 | 10 | sqm
3.65 | WATER PROOFING | item no.266 | [52 empty] | 3.65 | WATER PROOFING | item no.266
3.66 | Providing and laying water proofing treatment in sunken portion of WCs, bathroom etc., by applying cement slurry mixed with water proofing cement compound consisting of applying : (a) First layer of slurry of cement @ 0.488 kg/sqm mixed with water proofing cement compound @ 0.253 kg/ sqm. This layer will be allowed to air cure for 4 hours. (b) Second layer of slurry of cement @ 0.242 kg/sqm mixed with water proofing cement compound @ 0.126 kg/sqm. This layer will be allowed to air cure for 4 hours followed with water curing for 48 hours. The rate includes preparation of surface, treatment and sealing of all joints, corners, junctions of pipes and masonry with polymer mixed slurry. | item no.267 | 165 | sqm | 452.96 |  |  | Excess(+) | 1 | Full Conversion | INR | [40 empty] | 74738.4 | 74738.4 | INR Seventy Four Thousand Seven Hundred & Thirty Eight and Paise Forty Only | 3.66 | Providing and laying water proofing treatment in sunken portion of WCs, bathroom etc., by applying cement slurry mixed with water proofing cement compound consisting of applying : (a) First layer of slurry of cement @ 0.488 kg/sqm mixed with water proofing cement compound @ 0.253 kg/ sqm. This layer will be allowed to air cure for 4 hours. (b) Second layer of slurry of cement @ 0.242 kg/sqm mixed with water proofing cement compound @ 0.126 kg/sqm. This layer will be allowed to air cure for 4 hours followed with water curing for 48 hours. The rate includes preparation of surface, treatment and sealing of all joints, corners, junctions of pipes and masonry with polymer mixed slurry. | item no.267 | 165 | sqm
3.67 | Grading roof for water proofing treatment with | item no.268 | [52 empty] | 3.67 | Grading roof for water proofing treatment with | item no.268
3.68 | Cement concrete 1:2:4 (1 cement : 2 coarse sand : 4 graded stone aggregate 20mm nominal size) | item no.269 | 3.55 | sqm | 6585.49 |  |  | Excess(+) | 1 | Full Conversion | INR | [40 empty] | 23378.49 | 23378.49 | INR Twenty Three Thousand Three Hundred & Seventy Eight and Paise Forty Nine Only | 3.68 | Cement concrete 1:2:4 (1 cement : 2 coarse sand : 4 graded stone aggregate 20mm nominal size) | item no.269 | 3.55 | sqm
3.69 | NEW TECHNOLOGIES AND MATERIALS | item no.270 | [52 empty] | 3.69 | NEW TECHNOLOGIES AND MATERIALS | item no.270
3.7 | Providing, mixing and applying bonding coat of approved adhesive on chipped portion of RCC as per specifications and direction of Engineer-In-charge complete in all respect. | item no.271 | [52 empty] | 3.7 | Providing, mixing and applying bonding coat of approved adhesive on chipped portion of RCC as per specifications and direction of Engineer-In-charge complete in all respect. | item no.271
3.71 | SBR Polymer (@10% of cement weight) modified cementitious bond coat @ 2.2 kg cement per sqm of surface area mixed with specified proportion of approved polymer | item no.272 | 10 | sqm | 103.24 |  |  | Excess(+) | 1 | Full Conversion | INR | [40 empty] | 1032.4 | 1032.4 | INR One Thousand &Thirty Two and Paise Forty Only | 3.71 | SBR Polymer (@10% of cement weight) modified cementitious bond coat @ 2.2 kg cement per sqm of surface area mixed with specified proportion of approved polymer | item no.272 | 10 | sqm
3.72 | Providing, mixing and applying SBR polymer (of approved make) modified Cement mortar in proportion of 1:4 (1 cement: 4 graded coarse sand with polymer minimum 2% by wt. of cement used) as per specifications and directions of Engineer-in-charge. | item no.273 | [52 empty] | 3.72 | Providing, mixing and applying SBR polymer (of approved make) modified Cement mortar in proportion of 1:4 (1 cement: 4 graded coarse sand with polymer minimum 2% by wt. of cement used) as per specifications and directions of Engineer-in-charge. | item no.273
3.73 | 25 mm average thickness in 2 layers. | item no.274 | 10 | sqm | 447.61 |  |  | Excess(+) | 1 | Full Conversion | INR | [40 empty] | 4476.1 | 4476.1 | INR Four Thousand Four Hundred & Seventy Six and Paise Ten Only | 3.73 | 25 mm average thickness in 2 layers. | item no.274 | 10 | sqm
3.74 | MINOR CIVIL MAINTENANCE WORK: | item no.275 | [52 empty] | 3.74 | MINOR CIVIL MAINTENANCE WORK: | item no.275
3.75 | "Providing and laying in position cement concrete of specified grade excluding the cost of centering and shuttering - All work up to plinth level : 1:5:10 (1 cement : 5 coarse sand (zone-III) derived from natural sources: 10 graded brick aggregate 40 mm nominal size derived from natural sources) | item no.276 | 10.6 | sqm | 4985.93 |  |  | Excess(+) | 1 | Full Conversion | INR | [40 empty] | 52850.86 | 52850.86 | INR Fifty Two Thousand Eight Hundred & Fifty and Paise Eighty Six Only | 3.75 | "Providing and laying in position cement concrete of specified grade excluding the cost of centering and shuttering - All work up to plinth level : 1:5:10 (1 cement : 5 coarse sand (zone-III) derived from natural sources: 10 graded brick aggregate 40 mm nominal size derived from natural sources) | item no.276 | 10.6 | sqm
3.76 | "P/F C.P brass towel rod complete with two C.P.brass brackets fixed to wooden cleats with C.P. brass screws of approved quality size of 600 x 20 mm. | item no.277 | 4 | sqm | 457.52 |  |  | Excess(+) | 1 | Full Conversion | INR | [40 empty] | 1830.08 | 1830.08 | INR One Thousand Eight Hundred & Thirty and Paise Eight Only | 3.76 | "P/F C.P brass towel rod complete with two C.P.brass brackets fixed to wooden cleats with C.P. brass screws of approved quality size of 600 x 20 mm. | item no.277 | 4 | sqm
3.77 | "Providing and fixing C.P. grating with or without hole for waste pipe for floor/ nahani trap 100 mm dia. weight not less than 100 grams. | item no.278 | 4 | sqm | 51.62 |  |  | Excess(+) | 1 | Full Conversion | INR | [40 empty] | 206.48 | 206.48 | INR Two Hundred & Six and Paise Forty Eight Only | 3.77 | "Providing and fixing C.P. grating with or without hole for waste pipe for floor/ nahani trap 100 mm dia. weight not less than 100 grams. | item no.278 | 4 | sqm
3.78 | "Providing and fixing C.P. waste 32 mm dia of make L&K for wash basin / sink. | item no.279 | 9 | sqm | 305.01 |  |  | Excess(+) | 1 | Full Conversion | INR | [40 empty] | 2745.09 | 2745.09 | INR Two Thousand Seven Hundred & Forty Five and Paise Nine Only | 3.78 | "Providing and fixing C.P. waste 32 mm dia of make L&K for wash basin / sink. | item no.279 | 9 | sqm
3.79 | Providing and fixing ISI marked flush door shutter non decorative type, core of block board construction with frame of first class hard wood and well matched commercial 3 ply veneering with vertical grains or cross bands and face veneers on both faces of shutters. 35 mm thick including ISI marked M.S butt hinges with necessary screw complete. | item no.280 | 10 | sqm | 1954.84 |  |  | Excess(+) | 1 | Full Conversion | INR | [40 empty] | 19548.4 | 19548.4 | INR Nineteen Thousand Five Hundred & Forty Eight and Paise Forty Only | 3.79 | Providing and fixing ISI marked flush door shutter non decorative type, core of block board construction with frame of first class hard wood and well matched commercial 3 ply veneering with vertical grains or cross bands and face veneers on both faces of shutters. 35 mm thick including ISI marked M.S butt hinges with necessary screw complete. | item no.280 | 10 | sqm
3.8 | "Providing and fixing white vitreous china oval type wash basin of size 550 x 480 with 15mm C.P brass pillar tap, 32mm C.P brass waste of standard pattern. | item no.281 | 30 | sqm | 4461.35 |  |  | Excess(+) | 1 | Full Conversion | INR | [40 empty] | 133840.5 | 133840.5 | INR One Lakh Thirty Three Thousand Eight Hundred & Forty and Paise Fifty Only | 3.8 | "Providing and fixing white vitreous china oval type wash basin of size 550 x 480 with 15mm C.P brass pillar tap, 32mm C.P brass waste of standard pattern. | item no.281 | 30 | sqm
3.81 | "Providing and fixing C.P soap dish etc. complete. | item no.282 | 8 | sqm | 387.13 |  |  | Excess(+) | 1 | Full Conversion | INR | [40 empty] | 3097.04 | 3097.04 | INR Three Thousand &Ninety Seven and Paise Four Only | 3.81 | "Providing and fixing C.P soap dish etc. complete. | item no.282 | 8 | sqm
3.82 | Providing and fixing C.P basin mixer of 15 mm nominal bore (L&K) make etc. complete | item no.283 | 4 | sqm | 2522.2 |  |  | Excess(+) | 1 | Full Conversion | INR | [40 empty] | 10088.8 | 10088.8 | INR Ten Thousand &Eighty Eight and Paise Eighty Only | 3.82 | Providing and fixing C.P basin mixer of 15 mm nominal bore (L&K) make etc. complete | item no.283 | 4 | sqm
3.83 | Providing and fixing CP health faucet Corsa brand or Equivalent (hand shower) for European type WC/ IWC of standard make fixed on existing angle valve etc. Complete. | item no.284 | 8 | sqm | 850.81 |  |  | Excess(+) | 1 | Full Conversion | INR | [40 empty] | 6806.48 | 6806.48 | INR Six Thousand Eight Hundred & Six and Paise Forty Eight Only | 3.83 | Providing and fixing CP health faucet Corsa brand or Equivalent (hand shower) for European type WC/ IWC of standard make fixed on existing angle valve etc. Complete. | item no.284 | 8 | sqm
3.84 | Providing and fixing C.P. Coat Hook of jaquar make with necessary screws etc. complete | item no.285 | 8 | sqm | 698 |  |  | Excess(+) | 1 | Full Conversion | INR | [40 empty] | 5584 | 5584 | INR Five Thousand Five Hundred & Eighty Four Only | 3.84 | Providing and fixing C.P. Coat Hook of jaquar make with necessary screws etc. complete | item no.285 | 8 | sqm
3.85 | Providing and fixing Cp towel ring of jaquar make . | item no.286 | 4 | sqm | 1231.77 |  |  | Excess(+) | 1 | Full Conversion | INR | [40 empty] | 4927.08 | 4927.08 | INR Four Thousand Nine Hundred & Twenty Seven and Paise Eight Only | 3.85 | Providing and fixing Cp towel ring of jaquar make . | item no.286 | 4 | sqm
3.86 | Providing and fixing Cp tumbler holder of jaquar make . | item no.287 | 8 | sqm | 1266.96 |  |  | Excess(+) | 1 | Full Conversion | INR | [40 empty] | 10135.68 | 10135.68 | INR Ten Thousand One Hundred & Thirty Five and Paise Sixty Eight Only | 3.86 | Providing and fixing Cp tumbler holder of jaquar make . | item no.287 | 8 | sqm
3.87 | Providing and fixing Cp magnify mirror of jaquar make . | item no.288 | 4 | sqm | 5660.28 |  |  | Excess(+) | 1 | Full Conversion | INR | [40 empty] | 22641.12 | 22641.12 | INR Twenty Two Thousand Six Hundred & Forty One and Paise Twelve Only | 3.87 | Providing and fixing Cp magnify mirror of jaquar make . | item no.288 | 4 | sqm
3.88 | "Providing and fixing c.p. brass Urinal flush valve Auto closing System with Built-in Control cock & wall flangeof (Jaguar make) code noPRS-077 15 mm nominal bor " | item no.289 | 9 | sqm | 2288.44 |  |  | Excess(+) | 1 | Full Conversion | INR | [40 empty] | 20595.96 | 20595.96 | INR Twenty Thousand Five Hundred & Ninety Five and Paise Ninety Six Only | 3.88 | "Providing and fixing c.p. brass Urinal flush valve Auto closing System with Built-in Control cock & wall flangeof (Jaguar make) code noPRS-077 15 mm nominal bor " | item no.289 | 9 | sqm
3.89 | Rewiring for light point/ fan point/ exhaust fan point/ call bell point with 1.5 sq.mm FRLS PVC insulated copper conductor single core cable and 1.5 sq.mm FRLS PVC insulated copper conductor single core cable as earth wire in existing surface/recessed steel/PVC conduit including dismantling as required. | item no.290 | [52 empty] | 3.89 | Rewiring for light point/ fan point/ exhaust fan point/ call bell point with 1.5 sq.mm FRLS PVC insulated copper conductor single core cable and 1.5 sq.mm FRLS PVC insulated copper conductor single core cable as earth wire in existing surface/recessed steel/PVC conduit including dismantling as required. | item no.290 |  |  | Construction of chamber for 100mm sluices valve | item1 | 10 | 1 Nos
3.9 | Group A | item no.291 | 32 | Points | 503.29 |  |  | Excess(+) | 1 | Full Conversion | INR | [40 empty] | 16105.28 | 16105.28 | INR Sixteen Thousand One Hundred & Five and Paise Twenty Eight Only | 3.9 | Group A | item no.291 | 32 | Points | Supplying, Conveying and fixing spls. Including eart | item1 | 123.223 | Nos
3.91 | Rewiring for twin control light point with 1.5 sq.mm FRLS PVC insulated copper conductor single core cable and 1.5 sq.mm FRLS PVC insulated copper conductor single core cable as earth wire in existing surface/recessed steel/PVC conduit including dismantling as required. | item no.292 | [52 empty] | 3.91 | Rewiring for twin control light point with 1.5 sq.mm FRLS PVC insulated copper conductor single core cable and 1.5 sq.mm FRLS PVC insulated copper conductor single core cable as earth wire in existing surface/recessed steel/PVC conduit including dismantling as required. | item no.292 |  |  | Construction of chamber for 100mm sluice plates | item2 | 213 | Nos
3.92 | Group C | item no.293 | 4 | Points | 783.87 |  |  | Excess(+) | 1 | Full Conversion | INR | [40 empty] | 3135.48 | 3135.48 | INR Three Thousand One Hundred & Thirty Five and Paise Forty Eight Only | 3.92 | Group C | item no.293 | 4 | Points
3.93 | Supplying & drawing following sizes of FRLS PVC insulated copper conductor single core cable in / on the existing surface / recessed, PVC / steel conduit as reqd. | item no.294 | [52 empty] | 3.93 | Supplying & drawing following sizes of FRLS PVC insulated copper conductor single core cable in / on the existing surface / recessed, PVC / steel conduit as reqd. | item no.294
3.94 | 1 x 1.5 Sq.mm.. | item no.295 | 5 | Mtr. | 39.46 |  |  | Excess(+) | 1 | Full Conversion | INR | [40 empty] | 197.3 | 197.3 | INR One Hundred & Ninety Seven and Paise Thirty Only | 3.94 | 1 x 1.5 Sq.mm.. | item no.295 | 5 | Mtr.
3.95 | 3 x 1.5 Sq.mm.. | item no.296 | 105 | Mtr. | 83.3 |  |  | Excess(+) | 1 | Full Conversion | INR | [40 empty] | 8746.5 | 8746.5 | INR Eight Thousand Seven Hundred & Forty Six and Paise Fifty Only | 3.95 | 3 x 1.5 Sq.mm.. | item no.296 | 105 | Mtr.
3.96 | 3 x 4 Sq.mm.. | item no.297 | 300 | Mtr. | 180.63 |  |  | Excess(+) | 1 | Full Conversion | INR | [40 empty] | 54189 | 54189 | INR Fifty Four Thousand One Hundred & Eighty Nine Only | 3.96 | 3 x 4 Sq.mm.. | item no.297 | 300 | Mtr. | Construction of chamber for 100mm sluices valve | item3 | 10 | Nos
3.97 | Supply and drawing of telephone wire of 2 pair 0.50 mm dia copper conductor FRLS PVC insulated unsheathed twisted wire in existing / surface concealed conduit as reqd. including numbering and connecting the wires at both the ends. | item no.298 | 25 | Mtr. | 33.32 |  |  | Excess(+) | 1 | Full Conversion | INR | [40 empty] | 833 | 833 | INR Eight Hundred & Thirty Three Only | 3.97 | Supply and drawing of telephone wire of 2 pair 0.50 mm dia copper conductor FRLS PVC insulated unsheathed twisted wire in existing / surface concealed conduit as reqd. including numbering and connecting the wires at both the ends. | item no.298 | 25 | Mtr.
3.98 | Supply and drawing following wire of 2 pair 0.5 mm dia FRLS PVC insulated annealed copper conductor , inarmoured telephone cable in existing surface//recessed conduit as required. | item no.299 | 40 | Mtr. | 33.32 |  |  | Excess(+) | 1 | Full Conversion | INR | [40 empty] | 1332.8 | 1332.8 | INR One Thousand Three Hundred & Thirty Two and Paise Eighty Only | 3.98 | Supply and drawing following wire of 2 pair 0.5 mm dia FRLS PVC insulated annealed copper conductor , inarmoured telephone cable in existing surface//recessed conduit as required. | item no.299 | 40 | Mtr. | Supplying, Conveying and fixing spls. Including eart | item1 | 123.223 | Nos
3.99 | Supply and drawing co-axial TV cable RG-6 grade, 0.7 mm solid copper conductor PE insulated shielded with fine tinned copper braid and protected with PVC sheath in exisiting existing surface/recessed steel/PVC conduit as required. | item no.300 | 85 | Mtr. | 41.21 |  |  | Excess(+) | 1 | Full Conversion | INR | [40 empty] | 3502.85 | 3502.85 | INR Three Thousand Five Hundred & Two and Paise Eighty Five Only | 3.99 | Supply and drawing co-axial TV cable RG-6 grade, 0.7 mm solid copper conductor PE insulated shielded with fine tinned copper braid and protected with PVC sheath in exisiting existing surface/recessed steel/PVC conduit as required. | item no.300 | 85 | Mtr. | Supplying, Conveying and fixing spls. Including ea | item4 | 10 | Nos
4 | S & F of following size of steel conduit along with the accessories in surface/recess I/c painting in case of surface conduit or cutting the wall and making good the same in case of recessed conduit as reqd. | item no.301 | [52 empty] | 4 | S & F of following size of steel conduit along with the accessories in surface/recess I/c painting in case of surface conduit or cutting the wall and making good the same in case of recessed conduit as reqd. | item no.301 |  |  | Construction of chamber for 100mm sluice plates | item2 | 213 | Nos
4.01 | 20 mm 16 SWG | item no.302 | 100 | Mtr. | 195.54 |  |  | Excess(+) | 1 | Full Conversion | INR | [40 empty] | 19554 | 19554 | INR Nineteen Thousand Five Hundred & Fifty Four Only | 4.01 | 20 mm 16 SWG | item no.302 | 100 | Mtr.
4.02 | 25 mm 16 SWG | item no.303 | 270 | Mtr. | 224.46 |  |  | Excess(+) | 1 | Full Conversion | INR | [40 empty] | 60604.2 | 60604.2 | INR Sixty Thousand Six Hundred & Four and Paise Twenty Only | 4.02 | 25 mm 16 SWG | item no.303 | 270 | Mtr.
4.03 | S& F following size/module, GI box along with modular base and cover plate for modular switches in recess as required. | item no.304 | [52 empty] | 4.03 | S& F following size/module, GI box along with modular base and cover plate for modular switches in recess as required. | item no.304
4.04 | 1/2 module (1 or 2 module) | item no.305 | 80 | Nos. | 261.29 |  |  | Excess(+) | 1 | Full Conversion | INR | [40 empty] | 20903.2 | 20903.2 | INR Twenty Thousand Nine Hundred & Three and Paise Twenty Only | 4.04 | 1/2 module (1 or 2 module) | item no.305 | 80 | Nos.
4.05 | 3 module | item no.306 | 10 | Nos. | 286.72 |  |  | Excess(+) | 1 | Full Conversion | INR | [40 empty] | 2867.2 | 2867.2 | INR Two Thousand Eight Hundred & Sixty Seven and Paise Twenty Only | 4.05 | 3 module | item no.306 | 10 | Nos.
4.06 | 6 module | item no.307 | 30 | Nos. | 352.48 |  |  | Excess(+) | 1 | Full Conversion | INR | [40 empty] | 10574.4 | 10574.4 | INR Ten Thousand Five Hundred & Seventy Four and Paise Forty Only | 4.06 | 6 module | item no.307 | 30 | Nos.
4.07 | 8 Module (125mmX125mm) | item no.308 | 4 | Nos. | 398.07 |  |  | Excess(+) | 1 | Full Conversion | INR | [40 empty] | 1592.28 | 1592.28 | INR One Thousand Five Hundred & Ninety Two and Paise Twenty Eight Only | 4.07 | 8 Module (125mmX125mm) | item no.308 | 4 | Nos.
4.08 | Supplyand & fixing following rating modular switch /socket /fan regulator on the existing modular plate / switch box I/c connection etc. but excluding modular plate as reqd. | item no.309 | [52 empty] | 4.08 | Supplyand & fixing following rating modular switch /socket /fan regulator on the existing modular plate / switch box I/c connection etc. but excluding modular plate as reqd. | item no.309
4.09 | 5/6 amp one way switch | item no.310 | 78 | Nos. | 90.31 |  |  | Excess(+) | 1 | Full Conversion | INR | [40 empty] | 7044.18 | 7044.18 | INR Seven Thousand &Forty Four and Paise Eighteen Only | 4.09 | 5/6 amp one way switch | item no.310 | 78 | Nos.
4.1 | 5/6 amp 2 way switch | item no.311 | 10 | Nos. | 129.77 |  |  | Excess(+) | 1 | Full Conversion | INR | [40 empty] | 1297.7 | 1297.7 | INR One Thousand Two Hundred & Ninety Seven and Paise Seventy Only | 4.1 | 5/6 amp 2 way switch | item no.311 | 10 | Nos.
4.11 | 15/16 amp one way switch | item no.312 | 46 | Nos. | 136.78 |  |  | Excess(+) | 1 | Full Conversion | INR | [40 empty] | 6291.88 | 6291.88 | INR Six Thousand Two Hundred & Ninety One and Paise Eighty Eight Only | 4.11 | 15/16 amp one way switch | item no.312 | 46 | Nos.
4.12 | 3/5 pin 5/6 Amp. Socket outlet. | item no.313 | 41 | Nos. | 106.97 |  |  | Excess(+) | 1 | Full Conversion | INR | [40 empty] | 4385.77 | 4385.77 | INR Four Thousand Three Hundred & Eighty Five and Paise Seventy Seven Only | 4.12 | 3/5 pin 5/6 Amp. Socket outlet. | item no.313 | 41 | Nos.
4.13 | 6 pin 15/16 Amp. Socket outlet | item no.314 | 46 | Nos. | 172.73 |  |  | Excess(+) | 1 | Full Conversion | INR | [40 empty] | 7945.58 | 7945.58 | INR Seven Thousand Nine Hundred & Forty Five and Paise Fifty Eight Only | 4.13 | 6 pin 15/16 Amp. Socket outlet | item no.314 | 46 | Nos.
4.14 | Telephone scoket outlet | item no.315 | 6 | Nos. | 129.77 |  |  | Excess(+) | 1 | Full Conversion | INR | [40 empty] | 778.62 | 778.62 | INR Seven Hundred & Seventy Eight and Paise Sixty Two Only | 4.14 | Telephone scoket outlet | item no.315 | 6 | Nos.
4.15 | TV antenna scoket out let | item no.316 | 6 | Nos. | 129.77 |  |  | Excess(+) | 1 | Full Conversion | INR | [40 empty] | 778.62 | 778.62 | INR Seven Hundred & Seventy Eight and Paise Sixty Two Only | 4.15 | TV antenna scoket out let | item no.316 | 6 | Nos.
4.16 | Bell push | item no.317 | 6 | Nos. | 122.75 |  |  | Excess(+) | 1 | Full Conversion | INR | [40 empty] | 736.5 | 736.5 | INR Seven Hundred & Thirty Six and Paise Fifty Only | 4.16 | Bell push | item no.317 | 6 | Nos.
4.17 | Electronic fan requlator 2 module stepped type | item no.318 | 9 | Nos. | 323.54 |  |  | Excess(+) | 1 | Full Conversion | INR | [40 empty] | 2911.86 | 2911.86 | INR Two Thousand Nine Hundred & Eleven and Paise Eighty Six Only | 4.17 | Electronic fan requlator 2 module stepped type | item no.318 | 9 | Nos.
4.18 | Blanking | item no.319 | 10 | Nos. | 35.07 |  |  | Excess(+) | 1 | Full Conversion | INR | [40 empty] | 350.7 | 350.7 | INR Three Hundred & Fifty and Paise Seventy Only | 4.18 | Blanking | item no.319 | 10 | Nos.
4.19 | Ceiling rose 3-Pin, 5A | item no.320 | 15 | Nos. | 76.28 |  |  | Excess(+) | 1 | Full Conversion | INR | [40 empty] | 1144.2 | 1144.2 | INR One Thousand One Hundred & Forty Four and Paise Twenty Only | 4.19 | Ceiling rose 3-Pin, 5A | item no.320 | 15 | Nos.
4.2 | Batten Holder/Angle Holder brass/bakelite type | item no.321 | 2 | Nos. | 114.86 |  |  | Excess(+) | 1 | Full Conversion | INR | [40 empty] | 229.72 | 229.72 | INR Two Hundred & Twenty Nine and Paise Seventy Two Only | 4.2 | Batten Holder/Angle Holder brass/bakelite type | item no.321 | 2 | Nos.
4.21 | Supply and fixing Key FOB switch(15 A key card switch monobloc) with 2 M plate (Make_Legrand_cat no.6730 37) or equivalent approved make). | item no.322 | 2 | Nos. | 1999 |  |  | Excess(+) | 1 | Full Conversion | INR | [40 empty] | 3998 | 3998 | INR Three Thousand Nine Hundred & Ninety Eight Only | 4.21 | Supply and fixing Key FOB switch(15 A key card switch monobloc) with 2 M plate (Make_Legrand_cat no.6730 37) or equivalent approved make). | item no.322 | 2 | Nos.
4.22 | Supply and fixing Only key fob for switch (Make_Legrand_cat no. 6730 37/38 & 673237) or equivalent approved make). | item no.323 | 4 | Nos. | 156 |  |  | Excess(+) | 1 | Full Conversion | INR | [40 empty] | 624 | 624 | INR Six Hundred & Twenty Four Only | 4.22 | Supply and fixing Only key fob for switch (Make_Legrand_cat no. 6730 37/38 & 673237) or equivalent approved make). | item no.323 | 4 | Nos.
4.23 | Supply,Installation,Testing and commissioning LED light fittings integrated (with lamps) or without lamps including connection,nut bolts,washer and screw etc. after removing old complete as requiired. | item no.324 | [52 empty] | 4.23 | Supply,Installation,Testing and commissioning LED light fittings integrated (with lamps) or without lamps including connection,nut bolts,washer and screw etc. after removing old complete as requiired. | item no.324
4.24 | Wall light fitting with LED bulb 9 watt, E27. (Make _Philiphs (model_CHIFFEE or equivalent approved make) | item no.325 | 42 | Nos. | 3044 |  |  | Excess(+) | 1 | Full Conversion | INR | [40 empty] | 127848 | 127848 | INR One Lakh Twenty Seven Thousand Eight Hundred & Forty Eight Only | 4.24 | Wall light fitting with LED bulb 9 watt, E27. (Make _Philiphs (model_CHIFFEE or equivalent approved make) | item no.325 | 42 | Nos.
4.25 | LED light fitting (Integrated) 20 watt with AL-Batten, =>100Lm/w, (Make_Crompton_(bright linea) (CCS-100-20-65-HL2-DP-NWH) or approved Make.) | item no.326 | 30 | Nos. | 762 |  |  | Excess(+) | 1 | Full Conversion | INR | [40 empty] | 22860 | 22860 | INR Twenty Two Thousand Eight Hundred & Sixty Only | 4.25 | LED light fitting (Integrated) 20 watt with AL-Batten, =>100Lm/w, (Make_Crompton_(bright linea) (CCS-100-20-65-HL2-DP-NWH) or approved Make.) | item no.326 | 30 | Nos.
4.26 | Supply and fixing of the following light fixtures with accessories including rag bolts with washer complete as reqd. | item no.327 | [52 empty] | 4.26 | Supply and fixing of the following light fixtures with accessories including rag bolts with washer complete as reqd. | item no.327
4.27 | LED light fitting (AL-Batten type ) 21 watt, 2000 lumes integrated with accessories (surface/suspended type) (Make Philips (smart bright) or equivalent approved make). | item no.328 | 4 | Nos. | 761 |  |  | Excess(+) | 1 | Full Conversion | INR | [40 empty] | 3044 | 3044 | INR Three Thousand &Forty Four Only | 4.27 | LED light fitting (AL-Batten type ) 21 watt, 2000 lumes integrated with accessories (surface/suspended type) (Make Philips (smart bright) or equivalent approved make). | item no.328 | 4 | Nos.
4.28 | LED Ceiling Light 10watt FR-plastic_housing (round/square shape), Make_Crompton-Royal Rimless-R (Cat No. LCRP-10-CDL) or approved Make. | item no.329 | 15 | Nos. | 661 |  |  | Excess(+) | 1 | Full Conversion | INR | [40 empty] | 9915 | 9915 | INR Nine Thousand Nine Hundred & Fifteen Only | 4.28 | LED Ceiling Light 10watt FR-plastic_housing (round/square shape), Make_Crompton-Royal Rimless-R (Cat No. LCRP-10-CDL) or approved Make. | item no.329 | 15 | Nos.
4.29 | LED Ceiling light (surface) 12 watt,1200 lumens Surface type (Make Philiphs (SLEEK surface) or equivalent approved make). | item no.330 | 8 | Nos. | 997 |  |  | Excess(+) | 1 | Full Conversion | INR | [40 empty] | 7976 | 7976 | INR Seven Thousand Nine Hundred & Seventy Six Only | 4.29 | LED Ceiling light (surface) 12 watt,1200 lumens Surface type (Make Philiphs (SLEEK surface) or equivalent approved make). | item no.330 | 8 | Nos.
4.3 | LED Ceiling Light 15watt FR-plastic_housing (round/square shape), Make_Crompton-Royal Rimless-R (Cat No. LCRP-15-CDL) or approved Make. | item no.331 | 30 | Nos. | 828 |  |  | Excess(+) | 1 | Full Conversion | INR | [40 empty] | 24840 | 24840 | INR Twenty Four Thousand Eight Hundred & Forty Only | 4.3 | LED Ceiling Light 15watt FR-plastic_housing (round/square shape), Make_Crompton-Royal Rimless-R (Cat No. LCRP-15-CDL) or approved Make. | item no.331 | 30 | Nos.
4.31 | LED Mirror Light 9 watt, 900lm, 2 ft long, Make_Philips (Astra line) or approved Make. | item no.332 | 34 | Nos. | 561 |  |  | Excess(+) | 1 | Full Conversion | INR | [40 empty] | 19074 | 19074 | INR Nineteen Thousand &Seventy Four Only | 4.31 | LED Mirror Light 9 watt, 900lm, 2 ft long, Make_Philips (Astra line) or approved Make. | item no.332 | 34 | Nos.
4.32 | LED wall washer 7watt white colour_ aluminium body. (Phliphs_Cat No. 34153 or equivalent approved make). | item no.333 | 8 | Nos. | 2626 |  |  | Excess(+) | 1 | Full Conversion | INR | [40 empty] | 21008 | 21008 | INR Twenty One Thousand &Eight Only | 4.32 | LED wall washer 7watt white colour_ aluminium body. (Phliphs_Cat No. 34153 or equivalent approved make). | item no.333 | 8 | Nos.
4.33 | LED Ceiling light (surface) 6 watt, (Make Philiphs (SLEEK surface) or equivalent approved make). | item no.334 | 4 | Nos. | 929 |  |  | Excess(+) | 1 | Full Conversion | INR | [40 empty] | 3716 | 3716 | INR Three Thousand Seven Hundred & Sixteen Only | 4.33 | LED Ceiling light (surface) 6 watt, (Make Philiphs (SLEEK surface) or equivalent approved make). | item no.334 | 4 | Nos.
4.34 | S & F 3 mm thick phenolic laminated sheet on existing board with brass screw & cup washer etc as reqd. | item no.335 | 200 | Sq.in. | 3 |  |  | Excess(+) | 1 | Full Conversion | INR | [40 empty] | 600 | 600 | INR Six Hundred Only | 4.34 | S & F 3 mm thick phenolic laminated sheet on existing board with brass screw & cup washer etc as reqd. | item no.335 | 200 | Sq.in.
4.35 | S & F MCB of following pole and rating 240/415 volts 'C' series in the existing MCB DB complete with connection, testing & commissioning etc as reqd.( legrand) | item no.336 | [52 empty] | 4.35 | S & F MCB of following pole and rating 240/415 volts 'C' series in the existing MCB DB complete with connection, testing & commissioning etc as reqd.( legrand) | item no.336
4.36 | Single Pole 6 amp to 32 amp | item no.337 | 2 | Nos. | 224.46 |  |  | Excess(+) | 1 | Full Conversion | INR | [40 empty] | 448.92 | 448.92 | INR Four Hundred & Forty Eight and Paise Ninety Two Only | 4.36 | Single Pole 6 amp to 32 amp | item no.337 | 2 | Nos.
4.37 | Supply and fizing DP sheet steel metal enclosure on surface recessed alongwith 32 A,230 volts "C curved DP MCB complete with connections,testing and commsiioing etc. as required. | item no.338 | 20 | Nos. | 1024.99 |  |  | Excess(+) | 1 | Full Conversion | INR | [40 empty] | 20499.8 | 20499.8 | INR Twenty Thousand Four Hundred & Ninety Nine and Paise Eighty Only | 4.37 | Supply and fizing DP sheet steel metal enclosure on surface recessed alongwith 32 A,230 volts "C curved DP MCB complete with connections,testing and commsiioing etc. as required. | item no.338 | 20 | Nos.
4.38 | Supply and fixing 20 A ,240 V ,SPN industrial type socket outlet with 2 pole and earth meetal enclosed plug top along with 20 A "C" curve, SP MCB in metal sheet enclosure on surface/recessed with chained metal cover for the socket outlet and complete with connections, testing and commissioning etc as required. | item no.339 | 4 | Nos. | 1421.31 |  |  | Excess(+) | 1 | Full Conversion | INR | [40 empty] | 5685.24 | 5685.24 | INR Five Thousand Six Hundred & Eighty Five and Paise Twenty Four Only | 4.38 | Supply and fixing 20 A ,240 V ,SPN industrial type socket outlet with 2 pole and earth meetal enclosed plug top along with 20 A "C" curve, SP MCB in metal sheet enclosure on surface/recessed with chained metal cover for the socket outlet and complete with connections, testing and commissioning etc as required. | item no.339 | 4 | Nos.
4.39 | Supply ,Installation ,testing and commissioning of domestic ventilation fan (Platic fan) of following size complete as required. (Make_ crompton (Brisk air / ventilus) or equivalent approved make) | item no.340 | [52 empty] | 4.39 | Supply ,Installation ,testing and commissioning of domestic ventilation fan (Platic fan) of following size complete as required. (Make_ crompton (Brisk air / ventilus) or equivalent approved make) | item no.340
4.4 | 250 mm | item no.341 | 4 | Nos. | 1602 |  |  | Excess(+) | 1 | Full Conversion | INR | [40 empty] | 6408 | 6408 | INR Six Thousand Four Hundred & Eight Only | 4.4 | 250 mm | item no.341 | 4 | Nos.
4.41 | Providing & fixing of size 32 mm x 20 mm. DLP mini trunking system with independent cover as reqd. | item no.342 | 120 | Mtrs | 179 |  |  | Excess(+) | 1 | Full Conversion | INR | [40 empty] | 21480 | 21480 | INR Twenty One Thousand Four Hundred & Eighty Only | 4.41 | Providing & fixing of size 32 mm x 20 mm. DLP mini trunking system with independent cover as reqd. | item no.342 | 120 | Mtrs
4.42 | Providing & fixing accessories for 32 mm x 20 mm size of DLP mini trunking system as reqd. | item no.343 | [52 empty] | 4.42 | Providing & fixing accessories for 32 mm x 20 mm size of DLP mini trunking system as reqd. | item no.343
4.43 | Flat junction | item no.344 | 10 | Nos. | 94 |  |  | Excess(+) | 1 | Full Conversion | INR | [40 empty] | 940 | 940 | INR Nine Hundred & Forty Only | 4.43 | Flat junction | item no.344 | 10 | Nos.
4.44 | Changeable flat angle | item no.345 | 30 | Nos. | 80 |  |  | Excess(+) | 1 | Full Conversion | INR | [40 empty] | 2400 | 2400 | INR Two Thousand Four Hundred Only | 4.44 | Changeable flat angle | item no.345 | 30 | Nos.
4.45 | Changeable internal /External angle | item no.346 | 45 | Nos. | 96 |  |  | Excess(+) | 1 | Full Conversion | INR | [40 empty] | 4320 | 4320 | INR Four Thousand Three Hundred & Twenty Only | 4.45 | Changeable internal /External angle | item no.346 | 45 | Nos.
4.46 | End cap left or right | item no.347 | 30 | Nos. | 100 |  |  | Excess(+) | 1 | Full Conversion | INR | [40 empty] | 3000 | 3000 | INR Three Thousand Only | 4.46 | End cap left or right | item no.347 | 30 | Nos.
4.47 | Fixing of PVC / MS / data box/ router of any size on surface/recessed including rag bolts etc. Complete as required. | item no.348 | 4 | Nos. | 89 |  |  | Excess(+) | 1 | Full Conversion | INR | [40 empty] | 356 | 356 | INR Three Hundred & Fifty Six Only | 4.47 | Fixing of PVC / MS / data box/ router of any size on surface/recessed including rag bolts etc. Complete as required. | item no.348 | 4 | Nos.
4.48 | Drawing of RG-6 cable/ network cable/ wiring cable/ telephone cable in existing surface/concealed conduits ,ferruling ,cartage up to site etc. Complete as reqd. | item no.349 | 100 | Mtrs. | 19 |  |  | Excess(+) | 1 | Full Conversion | INR | [40 empty] | 1900 | 1900 | INR One Thousand Nine Hundred Only | 4.48 | Drawing of RG-6 cable/ network cable/ wiring cable/ telephone cable in existing surface/concealed conduits ,ferruling ,cartage up to site etc. Complete as reqd. | item no.349 | 100 | Mtrs.
4.49 | Dismantling, disconnecting old damaged unserviceable Fl./ bulkhead /bracket fitting/ ceiling/exhaust fans etc. as reqd. and depositing the same. | item no.350 | 10 | Nos. | 117 |  |  | Excess(+) | 1 | Full Conversion | INR | [40 empty] | 1170 | 1170 | INR One Thousand One Hundred & Seventy Only | 4.49 | Dismantling, disconnecting old damaged unserviceable Fl./ bulkhead /bracket fitting/ ceiling/exhaust fans etc. as reqd. and depositing the same. | item no.350 | 10 | Nos.
4.5 | Dismantling, disconnecting 3x 1.5 / 2.5/ 4.0 / 6.0/ 10.0 sqmm wire from existing conduit pipe/batten/casing & caping and making role and depositing in store as reqd. | item no.351 | 80 | Mtrs. | 4 |  |  | Excess(+) | 1 | Full Conversion | INR | [40 empty] | 320 | 320 | INR Three Hundred & Twenty Only | 4.5 | Dismantling, disconnecting 3x 1.5 / 2.5/ 4.0 / 6.0/ 10.0 sqmm wire from existing conduit pipe/batten/casing & caping and making role and depositing in store as reqd. | item no.351 | 80 | Mtrs.
4.51 | Dismantling damaged switch board/MS/PVC boxes of any size etc. including depositing the same in store as reqd. | item no.352 | 40 | Nos. | 69 |  |  | Excess(+) | 1 | Full Conversion | INR | [40 empty] | 2760 | 2760 | INR Two Thousand Seven Hundred & Sixty Only | 4.51 | Dismantling damaged switch board/MS/PVC boxes of any size etc. including depositing the same in store as reqd. | item no.352 | 40 | Nos.
4.52 | Dismantling old conduit pipe (MS/PVC) of all sizes from surface/recessed & making good the damages I/c filling the holes of the surface and depositing the same as reqd. | item no.353 | 125 | Mtrs. | 11 |  |  | Excess(+) | 1 | Full Conversion | INR | [40 empty] | 1375 | 1375 | INR One Thousand Three Hundred & Seventy Five Only | 4.52 | Dismantling old conduit pipe (MS/PVC) of all sizes from surface/recessed & making good the damages I/c filling the holes of the surface and depositing the same as reqd. | item no.353 | 125 | Mtrs.
Total in Figures | [51 empty] | 3971893 | 3971893.17 | Thirty Nine Lakh Seventy One Thousand Eight Hundred & Ninety Three and Paise Seventeen Only
Quoted Rate in Figures |  |  |  | Select | [47 empty] | 0 | 0 | INR Zero Only
Quoted Rate in Words |  | INR Zero Only
Note on K364: gepadmin: 1. If you choose "Full Conversion" then Column BA (AMOUNT) and Column BB (TAXES) BOTH values will be convert based on selected Currency in (Column L). 2. If you choose "Partial Conversion" then Column BA (AMOUNT) only will be converted based on selected currency (Column L) and Column BB (TAXES) value (INR) will be added to the converted values.
Note on K303: gepadmin: 1. If you choose "Full Conversion" then Column BA (AMOUNT) and Column BB (TAXES) BOTH values will be convert based on selected Currency in (Column L). 2. If you choose "Partial Conversion" then Column BA (AMOUNT) only will be converted based on selected currency (Column L) and Column BB (TAXES) value (INR) will be added to the converted values.
Note on K305: gepadmin: 1. If you choose "Full Conversion" then Column BA (AMOUNT) and Column BB (TAXES) BOTH values will be convert based on selected Currency in (Column L). 2. If you choose "Partial Conversion" then Column BA (AMOUNT) only will be converted based on selected currency (Column L) and Column BB (TAXES) value (INR) will be added to the converted values.
Note on K307: gepadmin: 1. If you choose "Full Conversion" then Column BA (AMOUNT) and Column BB (TAXES) BOTH values will be convert based on selected Currency in (Column L). 2. If you choose "Partial Conversion" then Column BA (AMOUNT) only will be converted based on selected currency (Column L) and Column BB (TAXES) value (INR) will be added to the converted values.
Note on K308: gepadmin: 1. If you choose "Full Conversion" then Column BA (AMOUNT) and Column BB (TAXES) BOTH values will be convert based on selected Currency in (Column L). 2. If you choose "Partial Conversion" then Column BA (AMOUNT) only will be converted based on selected currency (Column L) and Column BB (TAXES) value (INR) will be added to the converted values.
Note on K309: gepadmin: 1. If you choose "Full Conversion" then Column BA (AMOUNT) and Column BB (TAXES) BOTH values will be convert based on selected Currency in (Column L). 2. If you choose "Partial Conversion" then Column BA (AMOUNT) only will be converted based on selected currency (Column L) and Column BB (TAXES) value (INR) will be added to the converted values.
Note on K310: gepadmin: 1. If you choose "Full Conversion" then Column BA (AMOUNT) and Column BB (TAXES) BOTH values will be convert based on selected Currency in (Column L). 2. If you choose "Partial Conversion" then Column BA (AMOUNT) only will be converted based on selected currency (Column L) and Column BB (TAXES) value (INR) will be added to the converted values.
Note on K311: gepadmin: 1. If you choose "Full Conversion" then Column BA (AMOUNT) and Column BB (TAXES) BOTH values will be convert based on selected Currency in (Column L). 2. If you choose "Partial Conversion" then Column BA (AMOUNT) only will be converted based on selected currency (Column L) and Column BB (TAXES) value (INR) will be added to the converted values.
Note on K312: gepadmin: 1. If you choose "Full Conversion" then Column BA (AMOUNT) and Column BB (TAXES) BOTH values will be convert based on selected Currency in (Column L). 2. If you choose "Partial Conversion" then Column BA (AMOUNT) only will be converted based on selected currency (Column L) and Column BB (TAXES) value (INR) will be added to the converted values.
Note on K314: gepadmin: 1. If you choose "Full Conversion" then Column BA (AMOUNT) and Column BB (TAXES) BOTH values will be convert based on selected Currency in (Column L). 2. If you choose "Partial Conversion" then Column BA (AMOUNT) only will be converted based on selected currency (Column L) and Column BB (TAXES) value (INR) will be added to the converted values.
Note on K315: gepadmin: 1. If you choose "Full Conversion" then Column BA (AMOUNT) and Column BB (TAXES) BOTH values will be convert based on selected Currency in (Column L). 2. If you choose "Partial Conversion" then Column BA (AMOUNT) only will be converted based on selected currency (Column L) and Column BB (TAXES) value (INR) will be added to the converted values.
Note on K317: gepadmin: 1. If you choose "Full Conversion" then Column BA (AMOUNT) and Column BB (TAXES) BOTH values will be convert based on selected Currency in (Column L). 2. If you choose "Partial Conversion" then Column BA (AMOUNT) only will be converted based on selected currency (Column L) and Column BB (TAXES) value (INR) will be added to the converted values.
Note on K318: gepadmin: 1. If you choose "Full Conversion" then Column BA (AMOUNT) and Column BB (TAXES) BOTH values will be convert based on selected Currency in (Column L). 2. If you choose "Partial Conversion" then Column BA (AMOUNT) only will be converted based on selected currency (Column L) and Column BB (TAXES) value (INR) will be added to the converted values.
Note on K319: gepadmin: 1. If you choose "Full Conversion" then Column BA (AMOUNT) and Column BB (TAXES) BOTH values will be convert based on selected Currency in (Column L). 2. If you choose "Partial Conversion" then Column BA (AMOUNT) only will be converted based on selected currency (Column L) and Column BB (TAXES) value (INR) will be added to the converted values.
Note on K320: gepadmin: 1. If you choose "Full Conversion" then Column BA (AMOUNT) and Column BB (TAXES) BOTH values will be convert based on selected Currency in (Column L). 2. If you choose "Partial Conversion" then Column BA (AMOUNT) only will be converted based on selected currency (Column L) and Column BB (TAXES) value (INR) will be added to the converted values.
Note on K322: gepadmin: 1. If you choose "Full Conversion" then Column BA (AMOUNT) and Column BB (TAXES) BOTH values will be convert based on selected Currency in (Column L). 2. If you choose "Partial Conversion" then Column BA (AMOUNT) only will be converted based on selected currency (Column L) and Column BB (TAXES) value (INR) will be added to the converted values.
Note on K323: gepadmin: 1. If you choose "Full Conversion" then Column BA (AMOUNT) and Column BB (TAXES) BOTH values will be convert based on selected Currency in (Column L). 2. If you choose "Partial Conversion" then Column BA (AMOUNT) only will be converted based on selected currency (Column L) and Column BB (TAXES) value (INR) will be added to the converted values.
Note on K324: gepadmin: 1. If you choose "Full Conversion" then Column BA (AMOUNT) and Column BB (TAXES) BOTH values will be convert based on selected Currency in (Column L). 2. If you choose "Partial Conversion" then Column BA (AMOUNT) only will be converted based on selected currency (Column L) and Column BB (TAXES) value (INR) will be added to the converted values.
Note on K325: gepadmin: 1. If you choose "Full Conversion" then Column BA (AMOUNT) and Column BB (TAXES) BOTH values will be convert based on selected Currency in (Column L). 2. If you choose "Partial Conversion" then Column BA (AMOUNT) only will be converted based on selected currency (Column L) and Column BB (TAXES) value (INR) will be added to the converted values.
Note on K326: gepadmin: 1. If you choose "Full Conversion" then Column BA (AMOUNT) and Column BB (TAXES) BOTH values will be convert based on selected Currency in (Column L). 2. If you choose "Partial Conversion" then Column BA (AMOUNT) only will be converted based on selected currency (Column L) and Column BB (TAXES) value (INR) will be added to the converted values.
Note on K327: gepadmin: 1. If you choose "Full Conversion" then Column BA (AMOUNT) and Column BB (TAXES) BOTH values will be convert based on selected Currency in (Column L). 2. If you choose "Partial Conversion" then Column BA (AMOUNT) only will be converted based on selected currency (Column L) and Column BB (TAXES) value (INR) will be added to the converted values.
Note on K328: gepadmin: 1. If you choose "Full Conversion" then Column BA (AMOUNT) and Column BB (TAXES) BOTH values will be convert based on selected Currency in (Column L). 2. If you choose "Partial Conversion" then Column BA (AMOUNT) only will be converted based on selected currency (Column L) and Column BB (TAXES) value (INR) will be added to the converted values.
Note on K329: gepadmin: 1. If you choose "Full Conversion" then Column BA (AMOUNT) and Column BB (TAXES) BOTH values will be convert based on selected Currency in (Column L). 2. If you choose "Partial Conversion" then Column BA (AMOUNT) only will be converted based on selected currency (Column L) and Column BB (TAXES) value (INR) will be added to the converted values.
Note on K330: gepadmin: 1. If you choose "Full Conversion" then Column BA (AMOUNT) and Column BB (TAXES) BOTH values will be convert based on selected Currency in (Column L). 2. If you choose "Partial Conversion" then Column BA (AMOUNT) only will be converted based on selected currency (Column L) and Column BB (TAXES) value (INR) will be added to the converted values.
Note on K331: gepadmin: 1. If you choose "Full Conversion" then Column BA (AMOUNT) and Column BB (TAXES) BOTH values will be convert based on selected Currency in (Column L). 2. If you choose "Partial Conversion" then Column BA (AMOUNT) only will be converted based on selected currency (Column L) and Column BB (TAXES) value (INR) will be added to the converted values.
Note on K332: gepadmin: 1. If you choose "Full Conversion" then Column BA (AMOUNT) and Column BB (TAXES) BOTH values will be convert based on selected Currency in (Column L). 2. If you choose "Partial Conversion" then Column BA (AMOUNT) only will be converted based on selected currency (Column L) and Column BB (TAXES) value (INR) will be added to the converted values.
Note on K333: gepadmin: 1. If you choose "Full Conversion" then Column BA (AMOUNT) and Column BB (TAXES) BOTH values will be convert based on selected Currency in (Column L). 2. If you choose "Partial Conversion" then Column BA (AMOUNT) only will be converted based on selected currency (Column L) and Column BB (TAXES) value (INR) will be added to the converted values.
Note on K334: gepadmin: 1. If you choose "Full Conversion" then Column BA (AMOUNT) and Column BB (TAXES) BOTH values will be convert based on selected Currency in (Column L). 2. If you choose "Partial Conversion" then Column BA (AMOUNT) only will be converted based on selected currency (Column L) and Column BB (TAXES) value (INR) will be added to the converted values.
Note on K335: gepadmin: 1. If you choose "Full Conversion" then Column BA (AMOUNT) and Column BB (TAXES) BOTH values will be convert based on selected Currency in (Column L). 2. If you choose "Partial Conversion" then Column BA (AMOUNT) only will be converted based on selected currency (Column L) and Column BB (TAXES) value (INR) will be added to the converted values.
Note on K337: gepadmin: 1. If you choose "Full Conversion" then Column BA (AMOUNT) and Column BB (TAXES) BOTH values will be convert based on selected Currency in (Column L). 2. If you choose "Partial Conversion" then Column BA (AMOUNT) only will be converted based on selected currency (Column L) and Column BB (TAXES) value (INR) will be added to the converted values.
Note on K338: gepadmin: 1. If you choose "Full Conversion" then Column BA (AMOUNT) and Column BB (TAXES) BOTH values will be convert based on selected Currency in (Column L). 2. If you choose "Partial Conversion" then Column BA (AMOUNT) only will be converted based on selected currency (Column L) and Column BB (TAXES) value (INR) will be added to the converted values.
Note on K340: gepadmin: 1. If you choose "Full Conversion" then Column BA (AMOUNT) and Column BB (TAXES) BOTH values will be convert based on selected Currency in (Column L). 2. If you choose "Partial Conversion" then Column BA (AMOUNT) only will be converted based on selected currency (Column L) and Column BB (TAXES) value (INR) will be added to the converted values.
Note on K341: gepadmin: 1. If you choose "Full Conversion" then Column BA (AMOUNT) and Column BB (TAXES) BOTH values will be convert based on selected Currency in (Column L). 2. If you choose "Partial Conversion" then Column BA (AMOUNT) only will be converted based on selected currency (Column L) and Column BB (TAXES) value (INR) will be added to the converted values.
Note on K342: gepadmin: 1. If you choose "Full Conversion" then Column BA (AMOUNT) and Column BB (TAXES) BOTH values will be convert based on selected Currency in (Column L). 2. If you choose "Partial Conversion" then Column BA (AMOUNT) only will be converted based on selected currency (Column L) and Column BB (TAXES) value (INR) will be added to the converted values.
Note on K343: gepadmin: 1. If you choose "Full Conversion" then Column BA (AMOUNT) and Column BB (TAXES) BOTH values will be convert based on selected Currency in (Column L). 2. If you choose "Partial Conversion" then Column BA (AMOUNT) only will be converted based on selected currency (Column L) and Column BB (TAXES) value (INR) will be added to the converted values.
Note on K344: gepadmin: 1. If you choose "Full Conversion" then Column BA (AMOUNT) and Column BB (TAXES) BOTH values will be convert based on selected Currency in (Column L). 2. If you choose "Partial Conversion" then Column BA (AMOUNT) only will be converted based on selected currency (Column L) and Column BB (TAXES) value (INR) will be added to the converted values.
Note on K345: gepadmin: 1. If you choose "Full Conversion" then Column BA (AMOUNT) and Column BB (TAXES) BOTH values will be convert based on selected Currency in (Column L). 2. If you choose "Partial Conversion" then Column BA (AMOUNT) only will be converted based on selected currency (Column L) and Column BB (TAXES) value (INR) will be added to the converted values.
Note on K346: gepadmin: 1. If you choose "Full Conversion" then Column BA (AMOUNT) and Column BB (TAXES) BOTH values will be convert based on selected Currency in (Column L). 2. If you choose "Partial Conversion" then Column BA (AMOUNT) only will be converted based on selected currency (Column L) and Column BB (TAXES) value (INR) will be added to the converted values.
Note on K347: gepadmin: 1. If you choose "Full Conversion" then Column BA (AMOUNT) and Column BB (TAXES) BOTH values will be convert based on selected Currency in (Column L). 2. If you choose "Partial Conversion" then Column BA (AMOUNT) only will be converted based on selected currency (Column L) and Column BB (TAXES) value (INR) will be added to the converted values.
Note on K349: gepadmin: 1. If you choose "Full Conversion" then Column BA (AMOUNT) and Column BB (TAXES) BOTH values will be convert based on selected Currency in (Column L). 2. If you choose "Partial Conversion" then Column BA (AMOUNT) only will be converted based on selected currency (Column L) and Column BB (TAXES) value (INR) will be added to the converted values.
Note on K350: gepadmin: 1. If you choose "Full Conversion" then Column BA (AMOUNT) and Column BB (TAXES) BOTH values will be convert based on selected Currency in (Column L). 2. If you choose "Partial Conversion" then Column BA (AMOUNT) only will be converted based on selected currency (Column L) and Column BB (TAXES) value (INR) will be added to the converted values.
Note on K351: gepadmin: 1. If you choose "Full Conversion" then Column BA (AMOUNT) and Column BB (TAXES) BOTH values will be convert based on selected Currency in (Column L). 2. If you choose "Partial Conversion" then Column BA (AMOUNT) only will be converted based on selected currency (Column L) and Column BB (TAXES) value (INR) will be added to the converted values.
Note on K353: gepadmin: 1. If you choose "Full Conversion" then Column BA (AMOUNT) and Column BB (TAXES) BOTH values will be convert based on selected Currency in (Column L). 2. If you choose "Partial Conversion" then Column BA (AMOUNT) only will be converted based on selected currency (Column L) and Column BB (TAXES) value (INR) will be added to the converted values.
Note on K354: gepadmin: 1. If you choose "Full Conversion" then Column BA (AMOUNT) and Column BB (TAXES) BOTH values will be convert based on selected Currency in (Column L). 2. If you choose "Partial Conversion" then Column BA (AMOUNT) only will be converted based on selected currency (Column L) and Column BB (TAXES) value (INR) will be added to the converted values.
Note on K356: gepadmin: 1. If you choose "Full Conversion" then Column BA (AMOUNT) and Column BB (TAXES) BOTH values will be convert based on selected Currency in (Column L). 2. If you choose "Partial Conversion" then Column BA (AMOUNT) only will be converted based on selected currency (Column L) and Column BB (TAXES) value (INR) will be added to the converted values.
Note on K357: gepadmin: 1. If you choose "Full Conversion" then Column BA (AMOUNT) and Column BB (TAXES) BOTH values will be convert based on selected Currency in (Column L). 2. If you choose "Partial Conversion" then Column BA (AMOUNT) only will be converted based on selected currency (Column L) and Column BB (TAXES) value (INR) will be added to the converted values.
Note on K358: gepadmin: 1. If you choose "Full Conversion" then Column BA (AMOUNT) and Column BB (TAXES) BOTH values will be convert based on selected Currency in (Column L). 2. If you choose "Partial Conversion" then Column BA (AMOUNT) only will be converted based on selected currency (Column L) and Column BB (TAXES) value (INR) will be added to the converted values.
Note on K359: gepadmin: 1. If you choose "Full Conversion" then Column BA (AMOUNT) and Column BB (TAXES) BOTH values will be convert based on selected Currency in (Column L). 2. If you choose "Partial Conversion" then Column BA (AMOUNT) only will be converted based on selected currency (Column L) and Column BB (TAXES) value (INR) will be added to the converted values.
Note on K360: gepadmin: 1. If you choose "Full Conversion" then Column BA (AMOUNT) and Column BB (TAXES) BOTH values will be convert based on selected Currency in (Column L). 2. If you choose "Partial Conversion" then Column BA (AMOUNT) only will be converted based on selected currency (Column L) and Column BB (TAXES) value (INR) will be added to the converted values.
Note on K361: gepadmin: 1. If you choose "Full Conversion" then Column BA (AMOUNT) and Column BB (TAXES) BOTH values will be convert based on selected Currency in (Column L). 2. If you choose "Partial Conversion" then Column BA (AMOUNT) only will be converted based on selected currency (Column L) and Column BB (TAXES) value (INR) will be added to the converted values.
Note on K362: gepadmin: 1. If you choose "Full Conversion" then Column BA (AMOUNT) and Column BB (TAXES) BOTH values will be convert based on selected Currency in (Column L). 2. If you choose "Partial Conversion" then Column BA (AMOUNT) only will be converted based on selected currency (Column L) and Column BB (TAXES) value (INR) will be added to the converted values.
Note on K363: gepadmin: 1. If you choose "Full Conversion" then Column BA (AMOUNT) and Column BB (TAXES) BOTH values will be convert based on selected Currency in (Column L). 2. If you choose "Partial Conversion" then Column BA (AMOUNT) only will be converted based on selected currency (Column L) and Column BB (TAXES) value (INR) will be added to the converted values.
Note on K365: gepadmin: 1. If you choose "Full Conversion" then Column BA (AMOUNT) and Column BB (TAXES) BOTH values will be convert based on selected Currency in (Column L). 2. If you choose "Partial Conversion" then Column BA (AMOUNT) only will be converted based on selected currency (Column L) and Column BB (TAXES) value (INR) will be added to the converted values.

## Macros
Please Enable Macros to View BoQ information