## BoQ1 (hidden)
Percentage BoQ
BoQ_Ver3.1 | Percentage | Normal | INR Only | INR
Select, At Par, Excess (+), Less (-) |  | IOCL
Tender Inviting Authority: DOIP, IIT Kanpur
Name of Work: Conversion of two Common Rooms into three Guest Rooms at Hall-9, IIT Kanpur (SH: Civil and Electrical)
NIT No: Composite/23/01/2024-1
Name of the Bidder/ Bidding Firm / Company :
PRICE SCHEDULE (This BOQ template must not be modified/replaced by the bidder and the same should be uploaded after filling the relevant columns, else the bidder is liable to be rejected for this tender. Bidders are allowed to enter the Bidder Name and Values only )
NUMBER # | TEXT # | TEXT # | NUMBER # | TEXT # | NUMBER | NUMBER | TEXT | TEXT # | NUMBER # | TEXT# | TEXT # | NUMBER # | NUMBER | NUMBER | NUMBER | NUMBER | TEXT | TEXT | NUMBER | NUMBER | NUMBER | NUMBER | TEXT | TEXT | NUMBER | NUMBER | NUMBER | NUMBER | TEXT | TEXT | NUMBER | NUMBER | NUMBER | NUMBER | TEXT | TEXT | NUMBER | NUMBER | NUMBER | NUMBER | TEXT | TEXT | NUMBER | NUMBER | NUMBER # | NUMBER # | TEXT | TEXT | NUMBER # | NUMBER # | DATE | NUMBER # | NUMBER # | TEXT #
Sl. No. | Item Description | Item Code / Make | Quantity | Units | Estimated Rate in Rs. P |  |  | Addition / Deduction | Addition / Deduction Values | Currency Convertion against each Item | Quoted Currency in INR / Other Currency | BASIC RATE In Figures To be entered by the Bidder Rs. P | Excise Duty | VAT | Freight Charges ( Unloading & Stacking) | Any Other Taxes/Duties/Levies |  |  | Other Taxes 2 | IIIrd Party i.e DGS&D / RITES etc Inspection Charges @0.34%+Service Tax | Less for Cenvat Credit,if any respect of Supplies Under full Excise Duty Category | [30 empty] | TOTAL AMOUNT in Rs. P | TOTAL AMOUNT With Taxes | TOTAL AMOUNT In Words
1 | 2 | 3 | 4 | 5 | 6 | 7 | 8 | 9 | 10 | 11 | 12 | 13 | 14 | 15 | 16 | 17 | 18 | 19 | 20 | 21 | 22 | 23 | 24 | 25 | 26 | 27 | 28 | 29 | 30 | 31 | 32 | 33 | 34 | 35 | 36 | 37 | 38 | 39 | 40 | 41 | 42 | 43 | 44 | 45 | 46 | 47 | 48 | 49 | 50 | 51 | 52 | 7 | 54 | 8
1 | Component | [53 empty] | 1 | Component
1.01 | EARTH WORK | item no.1 | [52 empty] | 1.01 | EARTH WORK | item no.1 |  |  | Construction of chamber for 100mm sluices valve | item1 | 10 | 1 Nos
1.02 | Earth work in excavation by mechanical means (Hydraulic excavator) / manual means in foundation trenches or drains (not exceeding 1.5 m in width or 10 sqm on plan), including dressing of sides and ramming of bottoms, lift upto 1.5 m, including getting out the excavated soil and disposal of surplus excavated soil as directed, within a lead of 50 m. | item no.2 | [52 empty] | 1.02 | Earth work in excavation by mechanical means (Hydraulic excavator) / manual means in foundation trenches or drains (not exceeding 1.5 m in width or 10 sqm on plan), including dressing of sides and ramming of bottoms, lift upto 1.5 m, including getting out the excavated soil and disposal of surplus excavated soil as directed, within a lead of 50 m. | item no.2 |  |  | Supplying, Conveying and fixing spls. Including eart | item1 | 123.223 | Nos
1.03 | All kinds of soil. | item no.3 | 5.75 | cum | 251.51 |  |  | Excess(+) | 1 | Full Conversion | INR | [40 empty] | 1446 | 1446 | INR One Thousand Four Hundred & Forty Six Only | 1.03 | All kinds of soil. | item no.3 | 5.75 | cum | Construction of chamber for 100mm sluice plates | item2 | 213 | Nos
1.04 | Excavating trenches of required width for pipes, cables, etc including excavation for sockets, and dressing of sides, ramming of bottoms, depth upto 1.5 m, including getting out the excavated soil, and then returning the soil as required, in layers not exceeding 20 cm in depth, including consolidating each deposited layer by ramming, watering, etc. and disposing of surplus excavated soil as directed, within a lead of 50 m : | item no.4 | [52 empty] | 1.04 | Excavating trenches of required width for pipes, cables, etc including excavation for sockets, and dressing of sides, ramming of bottoms, depth upto 1.5 m, including getting out the excavated soil, and then returning the soil as required, in layers not exceeding 20 cm in depth, including consolidating each deposited layer by ramming, watering, etc. and disposing of surplus excavated soil as directed, within a lead of 50 m : | item no.4
1.05 | All kinds of soil | item no.5 | [52 empty] | 1.05 | All kinds of soil | item no.5
1.06 | Pipes, cables etc. exceeding 80 mm dia. but not exceeding 300 mm dia | item no.6 | 11.4 | metre | 365.94 |  |  | Excess(+) | 1 | Full Conversion | INR | [40 empty] | 4172 | 4172 | INR Four Thousand One Hundred & Seventy Two Only | 1.06 | Pipes, cables etc. exceeding 80 mm dia. but not exceeding 300 mm dia | item no.6 | 11.4 | metre
1.07 | Filling available excavated earth (excluding rock) in trenches, plinth, sides of foundations etc. in layers not exceeding 20cm in depth, consolidating each deposited layer by ramming and watering, lead up to 50 m and lift upto 1.5 m. | item no.7 | 2 | cum | 222.67 |  |  | Excess(+) | 1 | Full Conversion | INR | [40 empty] | 445 | 445 | INR Four Hundred & Forty Five Only | 1.07 | Filling available excavated earth (excluding rock) in trenches, plinth, sides of foundations etc. in layers not exceeding 20cm in depth, consolidating each deposited layer by ramming and watering, lead up to 50 m and lift upto 1.5 m. | item no.7 | 2 | cum | Construction of chamber for 100mm sluices valve | item3 | 10 | Nos
1.08 | Surface dressing of the ground including removing vegetation and in- equalities not exceeding 15 cm deep and disposal of rubbish, lead up to 50 m and lift up to 1.5 m. | item no.8 | [52 empty] | 1.08 | Surface dressing of the ground including removing vegetation and in- equalities not exceeding 15 cm deep and disposal of rubbish, lead up to 50 m and lift up to 1.5 m. | item no.8
1.09 | All kinds of soil | item no.9 | 54 | sqm | 24.68 |  |  | Excess(+) | 1 | Full Conversion | INR | [40 empty] | 1333 | 1333 | INR One Thousand Three Hundred & Thirty Three Only | 1.09 | All kinds of soil | item no.9 | 54 | sqm | Supplying, Conveying and fixing spls. Including eart | item1 | 123.223 | Nos
1.1 | CEMENT CONCRETE (CAST IN SITU) | item no.10 | [52 empty] | 1.1 | CEMENT CONCRETE (CAST IN SITU) | item no.10 |  |  | Supplying, Conveying and fixing spls. Including ea | item4 | 10 | Nos
1.11 | Providing and laying in position cement concrete of specified grade excluding the cost of centering and shuttering - All work up to plinth level : | item no.11 | [52 empty] | 1.11 | Providing and laying in position cement concrete of specified grade excluding the cost of centering and shuttering - All work up to plinth level : | item no.11 |  |  | Construction of chamber for 100mm sluice plates | item2 | 213 | Nos
1.12 | 1:2:4 (1 cement : 2 coarse sand (zone-III) derived from natural sources : 4 graded stone aggregate 20 mm nominal size derived from natural sources) | item no.12 | 0.75 | cum | 6457.83 |  |  | Excess(+) | 1 | Full Conversion | INR | [40 empty] | 4843 | 4843 | INR Four Thousand Eight Hundred & Forty Three Only | 1.12 | 1:2:4 (1 cement : 2 coarse sand (zone-III) derived from natural sources : 4 graded stone aggregate 20 mm nominal size derived from natural sources) | item no.12 | 0.75 | cum
1.13 | Centering and shuttering including strutting, propping etc. and removal of form work for : | item no.13 | [52 empty] | 1.13 | Centering and shuttering including strutting, propping etc. and removal of form work for : | item no.13
1.14 | Foundations, footings, bases for columns | item no.14 | 4.8 | sqm | 270.01 |  |  | Excess(+) | 1 | Full Conversion | INR | [40 empty] | 1296 | 1296 | INR One Thousand Two Hundred & Ninety Six Only | 1.14 | Foundations, footings, bases for columns | item no.14 | 4.8 | sqm
1.15 | Making plinth protection 50mm thick of cement concrete 1:3:6 (1 cement : 3 coarse sand (zone-III) derived from natural sources : 6 graded stone aggregate 20 mm nominal size derived from natural sources) over 75mm thick bed of dry brick ballast 40 mm nominal size, well rammed and consolidated and grouted with fine sand, including necessary excavation, levelling & dressing & finishing the top smooth. | item no.15 | 14 | sqm | 597.68 |  |  | Excess(+) | 1 | Full Conversion | INR | [40 empty] | 8368 | 8368 | INR Eight Thousand Three Hundred & Sixty Eight Only | 1.15 | Making plinth protection 50mm thick of cement concrete 1:3:6 (1 cement : 3 coarse sand (zone-III) derived from natural sources : 6 graded stone aggregate 20 mm nominal size derived from natural sources) over 75mm thick bed of dry brick ballast 40 mm nominal size, well rammed and consolidated and grouted with fine sand, including necessary excavation, levelling & dressing & finishing the top smooth. | item no.15 | 14 | sqm
1.16 | REINFORCED CEMENT CONCRETE | item no.16 | [52 empty] | 1.16 | REINFORCED CEMENT CONCRETE | item no.16
1.17 | Reinforced cement concrete work in walls (any thickness), including attached pilasters, buttresses, plinth and string courses, fillets, columns, pillars, piers, abutments, posts and struts etc. above plinth level up to floor five level, excluding cost of centering, shuttering, finishing and reinforcement : | item no.17 | [52 empty] | 1.17 | Reinforced cement concrete work in walls (any thickness), including attached pilasters, buttresses, plinth and string courses, fillets, columns, pillars, piers, abutments, posts and struts etc. above plinth level up to floor five level, excluding cost of centering, shuttering, finishing and reinforcement : | item no.17
1.18 | 1:1.5:3 (1 cement : 1.5 coarse sand(zone-III) derived from natu- ral sources : 3 graded stone aggregate 20 mm nominal size derived from natural sources) | item no.18 | 1.2 | cum | 8930.34 |  |  | Excess(+) | 1 | Full Conversion | INR | [40 empty] | 10716 | 10716 | INR Ten Thousand Seven Hundred & Sixteen Only | 1.18 | 1:1.5:3 (1 cement : 1.5 coarse sand(zone-III) derived from natu- ral sources : 3 graded stone aggregate 20 mm nominal size derived from natural sources) | item no.18 | 1.2 | cum
1.19 | Reinforced cement concrete work in beams, suspended floors, roofs having slope up to 15° landings, balconies, shelves, chajjas, lintels, bands, plain window sills, staircases and spiral stair cases above plinth level up to floor five level, excluding the cost of centering, shuttering, finishing and reinforcement with 1:1.5:3 (1 cement : 1.5 coarse sand(zone-III) derived from natural sources : 3 graded stone aggregate 20 mm nominal size derived from natural sources). | item no.19 | 5.44 | cum | 9398.77 |  |  | Excess(+) | 1 | Full Conversion | INR | [40 empty] | 51129 | 51129 | INR Fifty One Thousand One Hundred & Twenty Nine Only | 1.19 | Reinforced cement concrete work in beams, suspended floors, roofs having slope up to 15° landings, balconies, shelves, chajjas, lintels, bands, plain window sills, staircases and spiral stair cases above plinth level up to floor five level, excluding the cost of centering, shuttering, finishing and reinforcement with 1:1.5:3 (1 cement : 1.5 coarse sand(zone-III) derived from natural sources : 3 graded stone aggregate 20 mm nominal size derived from natural sources). | item no.19 | 5.44 | cum
1.2 | Centering and shuttering including strutting, propping etc. and removal of form for | item no.20 | [52 empty] | 1.2 | Centering and shuttering including strutting, propping etc. and removal of form for | item no.20
1.21 | Suspended floors, roofs, landings, balconies and access platform | item no.21 | 24.42 | sqm | 672.12 |  |  | Excess(+) | 1 | Full Conversion | INR | [40 empty] | 16413 | 16413 | INR Sixteen Thousand Four Hundred & Thirteen Only | 1.21 | Suspended floors, roofs, landings, balconies and access platform | item no.21 | 24.42 | sqm
1.22 | Shelves (Cast in situ) | item no.22 | 4.8 | sqm | 672.12 |  |  | Excess(+) | 1 | Full Conversion | INR | [40 empty] | 3226 | 3226 | INR Three Thousand Two Hundred & Twenty Six Only | 1.22 | Shelves (Cast in situ) | item no.22 | 4.8 | sqm
1.23 | Lintels, beams, plinth beams, girders, bressumers and cantilevers | item no.23 | 35.5 | sqm | 533.41 |  |  | Excess(+) | 1 | Full Conversion | INR | [40 empty] | 18936 | 18936 | INR Eighteen Thousand Nine Hundred & Thirty Six Only | 1.23 | Lintels, beams, plinth beams, girders, bressumers and cantilevers | item no.23 | 35.5 | sqm
1.24 | Columns, Pillars, Piers, Abutments, Posts and Struts | item no.24 | 35 | sqm | 705.17 |  |  | Excess(+) | 1 | Full Conversion | INR | [40 empty] | 24681 | 24681 | INR Twenty Four Thousand Six Hundred & Eighty One Only | 1.24 | Columns, Pillars, Piers, Abutments, Posts and Struts | item no.24 | 35 | sqm
1.25 | Edges of slabs and breaks in floors and walls | item no.25 | [52 empty] | 1.25 | Edges of slabs and breaks in floors and walls | item no.25
1.26 | Under 20 cm wide | item no.26 | 12.35 | metre | 159.49 |  |  | Excess(+) | 1 | Full Conversion | INR | [40 empty] | 1970 | 1970 | INR One Thousand Nine Hundred & Seventy Only | 1.26 | Under 20 cm wide | item no.26 | 12.35 | metre
1.27 | Steel reinforcement for R.C.C. work including straightening, cutting, bending, placing in position and binding all complete upto plinth level. | item no.27 | [52 empty] | 1.27 | Steel reinforcement for R.C.C. work including straightening, cutting, bending, placing in position and binding all complete upto plinth level. | item no.27
1.28 | Thermo-Mechanically Treated bars of grade Fe-500D or more. | item no.28 | 135 | kg | 78.61 |  |  | Excess(+) | 1 | Full Conversion | INR | [40 empty] | 10612 | 10612 | INR Ten Thousand Six Hundred & Twelve Only | 1.28 | Thermo-Mechanically Treated bars of grade Fe-500D or more. | item no.28 | 135 | kg
1.29 | Steel reinforcement for R.C.C. work including straightening, cutting, bending, placing in position and binding all complete above plinth level. | item no.29 | [52 empty] | 1.29 | Steel reinforcement for R.C.C. work including straightening, cutting, bending, placing in position and binding all complete above plinth level. | item no.29
1.3 | Thermo-Mechanically Treated bars of grade Fe-500D or more. | item no.30 | 1300 | kg | 78.61 |  |  | Excess(+) | 1 | Full Conversion | INR | [40 empty] | 102193 | 102193 | INR One Lakh Two Thousand One Hundred & Ninety Three Only | 1.3 | Thermo-Mechanically Treated bars of grade Fe-500D or more. | item no.30 | 1300 | kg
1.31 | Add for plaster drip course/ groove in plastered surface or moulding to R.C.C. projections. | item no.31 | 13.2 | metre | 56.73 |  |  | Excess(+) | 1 | Full Conversion | INR | [40 empty] | 749 | 749 | INR Seven Hundred & Forty Nine Only | 1.31 | Add for plaster drip course/ groove in plastered surface or moulding to R.C.C. projections. | item no.31 | 13.2 | metre
1.32 | MASONRY WORK | item no.32 | [52 empty] | 1.32 | MASONRY WORK | item no.32
1.33 | Brick work with common burnt clay F.P.S. (non modular) bricks of class designation 7.5 in foundation and plinth in: | item no.33 | [52 empty] | 1.33 | Brick work with common burnt clay F.P.S. (non modular) bricks of class designation 7.5 in foundation and plinth in: | item no.33
1.34 | Cement mortar 1:6 (1 cement : 6 coarse sand) | item no.34 | 1.2 | cum | 5838.01 |  |  | Excess(+) | 1 | Full Conversion | INR | [40 empty] | 7006 | 7006 | INR Seven Thousand &Six Only | 1.34 | Cement mortar 1:6 (1 cement : 6 coarse sand) | item no.34 | 1.2 | cum
1.35 | Brick work with common burnt clay F.P.S. (non modular) bricks of class designation 7.5 in superstructure above plinth level up to floor V level in all shapes and sizes in : | item no.35 | [52 empty] | 1.35 | Brick work with common burnt clay F.P.S. (non modular) bricks of class designation 7.5 in superstructure above plinth level up to floor V level in all shapes and sizes in : | item no.35
1.36 | Cement mortar 1:6 (1 cement : 6 coarse sand) | item no.36 | 14 | cum | 7267.3 |  |  | Excess(+) | 1 | Full Conversion | INR | [40 empty] | 101742 | 101742 | INR One Lakh One Thousand Seven Hundred & Forty Two Only | 1.36 | Cement mortar 1:6 (1 cement : 6 coarse sand) | item no.36 | 14 | cum
1.37 | Half brick masonry with common burnt clay F.P.S. (non modular) bricks of class designation 7.5 in superstructure above plinth level up to floor V level. | item no.37 | [52 empty] | 1.37 | Half brick masonry with common burnt clay F.P.S. (non modular) bricks of class designation 7.5 in superstructure above plinth level up to floor V level. | item no.37
1.38 | Cement mortar 1:4 (1 cement :4 coarse sand) | item no.38 | 87 | sqm | 892.63 |  |  | Excess(+) | 1 | Full Conversion | INR | [40 empty] | 77659 | 77659 | INR Seventy Seven Thousand Six Hundred & Fifty Nine Only | 1.38 | Cement mortar 1:4 (1 cement :4 coarse sand) | item no.38 | 87 | sqm
1.39 | Brick work with common burnt clay selected F.P.S. (non modular) bricks of class designation 7.5 in exposed brick work including making horizontal and vertical grooves 10 mm wide 12 mm deep complete in cement mortar 1:6 (1 cement : 6 coarse sand) | item no.39 | [52 empty] | 1.39 | Brick work with common burnt clay selected F.P.S. (non modular) bricks of class designation 7.5 in exposed brick work including making horizontal and vertical grooves 10 mm wide 12 mm deep complete in cement mortar 1:6 (1 cement : 6 coarse sand) | item no.39
1.4 | Above plinth level upto floor V level | item no.40 | 4.15 | cum | 7510.7 |  |  | Excess(+) | 1 | Full Conversion | INR | [40 empty] | 31169 | 31169 | INR Thirty One Thousand One Hundred & Sixty Nine Only | 1.4 | Above plinth level upto floor V level | item no.40 | 4.15 | cum
1.41 | Brick edging 7cm wide 11.4 cm deep to plinth protection with common burnt clay F.P.S. (non modular) bricks of class designation 7.5 including grouting with cement mortar 1:4 (1 cement : 4 fine sand). | item no.41 | 12.25 | metre | 48.93 |  |  | Excess(+) | 1 | Full Conversion | INR | [40 empty] | 599 | 599 | INR Five Hundred & Ninety Nine Only | 1.41 | Brick edging 7cm wide 11.4 cm deep to plinth protection with common burnt clay F.P.S. (non modular) bricks of class designation 7.5 including grouting with cement mortar 1:4 (1 cement : 4 fine sand). | item no.41 | 12.25 | metre
1.42 | CLADDING WORK | item no.42 | [52 empty] | 1.42 | CLADDING WORK | item no.42
1.43 | Providing and fixing 18 mm thick gang saw cut, mirror polished, premoulded and prepolished, machine cut for kitchen platforms, vanity counters, window sills, facias and similar locations of required size, approved shade, colour and texture laid over 20 mm thick base cement mortar 1:4 (1 cement : 4 coarse sand), joints treated with white cement, mixed with matching pigment, epoxy touch ups, including rubbing, curing, moulding and polishing of edges to give high gloss finish etc. complete at all levels. | item no.43 | [52 empty] | 1.43 | Providing and fixing 18 mm thick gang saw cut, mirror polished, premoulded and prepolished, machine cut for kitchen platforms, vanity counters, window sills, facias and similar locations of required size, approved shade, colour and texture laid over 20 mm thick base cement mortar 1:4 (1 cement : 4 coarse sand), joints treated with white cement, mixed with matching pigment, epoxy touch ups, including rubbing, curing, moulding and polishing of edges to give high gloss finish etc. complete at all levels. | item no.43
1.44 | Granite stone slab of colour black, Cherry/Ruby red | item no.44 | [52 empty] | 1.44 | Granite stone slab of colour black, Cherry/Ruby red | item no.44
1.45 | Area of slab over 0.50 sqm | item no.45 | 1.56 | sqm | 3880.18 |  |  | Excess(+) | 1 | Full Conversion | INR | [40 empty] | 6053 | 6053 | INR Six Thousand &Fifty Three Only | 1.45 | Area of slab over 0.50 sqm | item no.45 | 1.56 | sqm
1.46 | Providing edge moulding to 18 mm thick marble stone counters, Vanities etc., including machine polishing to edge to give high gloss finish etc. complete as per design approved by Engineer-in-Charge. | item no.46 | [52 empty] | 1.46 | Providing edge moulding to 18 mm thick marble stone counters, Vanities etc., including machine polishing to edge to give high gloss finish etc. complete as per design approved by Engineer-in-Charge. | item no.46
1.47 | Granite work | item no.47 | 4.35 | metre | 367.25 |  |  | Excess(+) | 1 | Full Conversion | INR | [40 empty] | 1598 | 1598 | INR One Thousand Five Hundred & Ninety Eight Only | 1.47 | Granite work | item no.47 | 4.35 | metre
1.48 | Extra for providing opening of required size & shape for wash basin/ kitchen sink in kitchen platform, vanity counter and similar location in marble/ Granite/ stone work, including necessary holes for pillar taps etc. including moulding, rubbing and polishing of cut edges etc. complete. | item no.48 | 3 | each | 708.59 |  |  | Excess(+) | 1 | Full Conversion | INR | [40 empty] | 2126 | 2126 | INR Two Thousand One Hundred & Twenty Six Only | 1.48 | Extra for providing opening of required size & shape for wash basin/ kitchen sink in kitchen platform, vanity counter and similar location in marble/ Granite/ stone work, including necessary holes for pillar taps etc. including moulding, rubbing and polishing of cut edges etc. complete. | item no.48 | 3 | each
1.49 | Providing and fixing Ist quality ceramic glazed wall tiles conforming to IS: 15622 (thickness to be specified by the manufacturer), of approved make, in all colours, shades except burgundy, bottle green, black of any size as approved by Engineer-in-Charge, in skirting, risers of steps and dados, over 12 mm thick bed of cement mortar 1:3 (1 cement : 3 coarse sand) and jointing with grey cement slurry @ 3.3kg per sqm, including pointing in white cement mixed with pigment of matching shade complete. | item no.49 | 51 | sqm | 932.44 |  |  | Excess(+) | 1 | Full Conversion | INR | [40 empty] | 47554 | 47554 | INR Forty Seven Thousand Five Hundred & Fifty Four Only | 1.49 | Providing and fixing Ist quality ceramic glazed wall tiles conforming to IS: 15622 (thickness to be specified by the manufacturer), of approved make, in all colours, shades except burgundy, bottle green, black of any size as approved by Engineer-in-Charge, in skirting, risers of steps and dados, over 12 mm thick bed of cement mortar 1:3 (1 cement : 3 coarse sand) and jointing with grey cement slurry @ 3.3kg per sqm, including pointing in white cement mixed with pigment of matching shade complete. | item no.49 | 51 | sqm
1.5 | WOOD AND P. V. C. WORK | item no.50 | [52 empty] | 1.5 | WOOD AND P. V. C. WORK | item no.50
1.51 | Providing wood work in frames of false ceiling, partitions etc. sawn and fixed in position with necessary stainless steel screws etc. | item no.51 | [52 empty] | 1.51 | Providing wood work in frames of false ceiling, partitions etc. sawn and fixed in position with necessary stainless steel screws etc. | item no.51
1.52 | Sal wood | item no.52 | 0.08 | cum | 85119.11 |  |  | Excess(+) | 1 | Full Conversion | INR | [40 empty] | 6810 | 6810 | INR Six Thousand Eight Hundred & Ten Only | 1.52 | Sal wood | item no.52 | 0.08 | cum
1.53 | Providing and fixing ISI marked flush door shutters conforming to IS : 2202 (Part I) decorative type, core of block board construction with frame of 1st class hard wood and well matched teak 3 ply veneering with vertical grains or cross bands and face veneers on both faces of shutters. | item no.53 | [52 empty] | 1.53 | Providing and fixing ISI marked flush door shutters conforming to IS : 2202 (Part I) decorative type, core of block board construction with frame of 1st class hard wood and well matched teak 3 ply veneering with vertical grains or cross bands and face veneers on both faces of shutters. | item no.53
1.54 | 25 mm thick (for cupboard) including ISI marked nickel plated bright finished M.S. Piano hinges IS : 3818 marked with necessary screws | item no.54 | 13.15 | sqm | 2202.85 |  |  | Excess(+) | 1 | Full Conversion | INR | [40 empty] | 28967 | 28967 | INR Twenty Eight Thousand Nine Hundred & Sixty Seven Only | 1.54 | 25 mm thick (for cupboard) including ISI marked nickel plated bright finished M.S. Piano hinges IS : 3818 marked with necessary screws | item no.54 | 13.15 | sqm
1.55 | Extra for providing lipping with 2nd class teak wood battens 25 mm minimum depth on all edges of flush door shutters (over all area of door shutter to be measured). | item no.55 | 13 | sqm | 351.95 |  |  | Excess(+) | 1 | Full Conversion | INR | [40 empty] | 4575 | 4575 | INR Four Thousand Five Hundred & Seventy Five Only | 1.55 | Extra for providing lipping with 2nd class teak wood battens 25 mm minimum depth on all edges of flush door shutters (over all area of door shutter to be measured). | item no.55 | 13 | sqm
1.56 | Extra for cutting rebate in flush door shutters (Total area of the shutter to be measured). | item no.56 | 7.3 | sqm | 82.11 |  |  | Excess(+) | 1 | Full Conversion | INR | [40 empty] | 599 | 599 | INR Five Hundred & Ninety Nine Only | 1.56 | Extra for cutting rebate in flush door shutters (Total area of the shutter to be measured). | item no.56 | 7.3 | sqm
1.57 | Providing and fixing teak wood lipping of size 25x3 mm in pelmet. | item no.57 | 31.3 | metre | 53.92 |  |  | Excess(+) | 1 | Full Conversion | INR | [40 empty] | 1688 | 1688 | INR One Thousand Six Hundred & Eighty Eight Only | 1.57 | Providing and fixing teak wood lipping of size 25x3 mm in pelmet. | item no.57 | 31.3 | metre
1.58 | Providing and fixing aluminium sliding door bolts, ISI marked anodised (anodic coating not less than grade AC 10 as per IS : 1868), transparent or dyed to required colour or shade, with nuts and screws etc. complete : | item no.58 | [52 empty] | 1.58 | Providing and fixing aluminium sliding door bolts, ISI marked anodised (anodic coating not less than grade AC 10 as per IS : 1868), transparent or dyed to required colour or shade, with nuts and screws etc. complete : | item no.58
1.59 | 250x16 mm | item no.59 | 3 | each | 205.96 |  |  | Excess(+) | 1 | Full Conversion | INR | [40 empty] | 618 | 618 | INR Six Hundred & Eighteen Only | 1.59 | 250x16 mm | item no.59 | 3 | each
1.6 | Providing and fixing aluminium tower bolts, ISI marked, anodised (anodic coating not less than grade AC 10 as per IS : 1868 ) transparent or dyed to required colour or shade, with necessary screws etc. complete : | item no.60 | [52 empty] | 1.6 | Providing and fixing aluminium tower bolts, ISI marked, anodised (anodic coating not less than grade AC 10 as per IS : 1868 ) transparent or dyed to required colour or shade, with necessary screws etc. complete : | item no.60
1.61 | 300x10 mm | item no.61 | 6 | each | 103.16 |  |  | Excess(+) | 1 | Full Conversion | INR | [40 empty] | 619 | 619 | INR Six Hundred & Nineteen Only | 1.61 | 300x10 mm | item no.61 | 6 | each
1.62 | 250x10 mm | item no.62 | 6 | each | 91.54 |  |  | Excess(+) | 1 | Full Conversion | INR | [40 empty] | 549 | 549 | INR Five Hundred & Forty Nine Only | 1.62 | 250x10 mm | item no.62 | 6 | each
1.63 | 150x10 mm | item no.63 | 12 | each | 66.24 |  |  | Excess(+) | 1 | Full Conversion | INR | [40 empty] | 795 | 795 | INR Seven Hundred & Ninety Five Only | 1.63 | 150x10 mm | item no.63 | 12 | each
1.64 | Providing and fixing aluminium handles, ISI marked, anodised (anodic coating not less than grade AC 10 as per IS : 1868) transparent or dyed to required colour or shade, with necessary screws etc. complete : | item no.64 | [52 empty] | 1.64 | Providing and fixing aluminium handles, ISI marked, anodised (anodic coating not less than grade AC 10 as per IS : 1868) transparent or dyed to required colour or shade, with necessary screws etc. complete : | item no.64
1.65 | 125 mm | item no.65 | 6 | each | 52.65 |  |  | Excess(+) | 1 | Full Conversion | INR | [40 empty] | 316 | 316 | INR Three Hundred & Sixteen Only | 1.65 | 125 mm | item no.65 | 6 | each
1.66 | Providing and fixing aluminium hanging floor door stopper, ISI marked, anodised (anodic coating not less than grade AC 10 as per IS : 1868) transparent or dyed to required colour and shade, with necessary screws etc. complete. | item no.66 | [52 empty] | 1.66 | Providing and fixing aluminium hanging floor door stopper, ISI marked, anodised (anodic coating not less than grade AC 10 as per IS : 1868) transparent or dyed to required colour and shade, with necessary screws etc. complete. | item no.66
1.67 | Twin rubber stopper | item no.67 | 3 | each | 54.58 |  |  | Excess(+) | 1 | Full Conversion | INR | [40 empty] | 164 | 164 | INR One Hundred & Sixty Four Only | 1.67 | Twin rubber stopper | item no.67 | 3 | each
1.68 | Providing and fixing magnetic catcher of approved quality in cupboard / ward robe shutters, including fixing with necessary screws etc. complete. | item no.68 | [52 empty] | 1.68 | Providing and fixing magnetic catcher of approved quality in cupboard / ward robe shutters, including fixing with necessary screws etc. complete. | item no.68
1.69 | Double strip (horizontal type) | item no.69 | 6 | each | 29.94 |  |  | Excess(+) | 1 | Full Conversion | INR | [40 empty] | 180 | 180 | INR One Hundred & Eighty Only | 1.69 | Double strip (horizontal type) | item no.69 | 6 | each
1.7 | Providing and fixing factory made uPVC door frame made of uPVC extruded sections having an overall dimension as below (tolerance ±1mm), with wall thickness 2.0 mm (± 0.2 mm), corners of the door frame to be Jointed with galvanized brackets and stainless steel screws, joints mitred and Plastic welded. The hinge side vertical of the frames reinforced by galvanized M.S. tube of size 19 X 19 mm and 1mm (± 0.1 mm) wall thickness and 3 nos. stainless steel hinges fixed to the frame complete as per manufacturer’s specification and direction of Engineer-in-charge | item no.70 | [52 empty] | 1.7 | Providing and fixing factory made uPVC door frame made of uPVC extruded sections having an overall dimension as below (tolerance ±1mm), with wall thickness 2.0 mm (± 0.2 mm), corners of the door frame to be Jointed with galvanized brackets and stainless steel screws, joints mitred and Plastic welded. The hinge side vertical of the frames reinforced by galvanized M.S. tube of size 19 X 19 mm and 1mm (± 0.1 mm) wall thickness and 3 nos. stainless steel hinges fixed to the frame complete as per manufacturer’s specification and direction of Engineer-in-charge | item no.70
1.71 | Extruded section profile size 42x50 mm | item no.71 | 15 | metre | 246.12 |  |  | Excess(+) | 1 | Full Conversion | INR | [40 empty] | 3692 | 3692 | INR Three Thousand Six Hundred & Ninety Two Only | 1.71 | Extruded section profile size 42x50 mm | item no.71 | 15 | metre
1.72 | Providing and fixing to existing door frames. | item no.72 | [52 empty] | 1.72 | Providing and fixing to existing door frames. | item no.72
1.73 | 25 mm thick PVC flush door shutters made out of a one piece Multi chamber extruded PVC section of the size of 762 mm X 25 mm or less as per requirement with an average wall thickness of 1 mm (± 0.3 mm). PVC foam end cap of size 23x10 mm are provided on both vertical edges to ensure the overall thickness of 25 mm. M.S. tube having dimensions 19 mm x 19 mm and 1.0 mm (± 0.1 mm) is inserted along the hinge side of the door. Core of the door shutter should be filled with High Density Polyurethane foam. The Top & Bottom edges of the shutter are covered with an end-cap of the size 25 mm X 11 mm. Door shutter shall be reinforced with special polymeric reinforcements as per manufacturer’s specification and direction of Engineer-in-charge to take up necessary hardware and fixtures. Stickers indicating the locations of hardware will be pasted at appropriate places | item no.73 | 4.37 | sqm | 2290.4 |  |  | Excess(+) | 1 | Full Conversion | INR | [40 empty] | 10009 | 10009 | INR Ten Thousand &Nine Only | 1.73 | 25 mm thick PVC flush door shutters made out of a one piece Multi chamber extruded PVC section of the size of 762 mm X 25 mm or less as per requirement with an average wall thickness of 1 mm (± 0.3 mm). PVC foam end cap of size 23x10 mm are provided on both vertical edges to ensure the overall thickness of 25 mm. M.S. tube having dimensions 19 mm x 19 mm and 1.0 mm (± 0.1 mm) is inserted along the hinge side of the door. Core of the door shutter should be filled with High Density Polyurethane foam. The Top & Bottom edges of the shutter are covered with an end-cap of the size 25 mm X 11 mm. Door shutter shall be reinforced with special polymeric reinforcements as per manufacturer’s specification and direction of Engineer-in-charge to take up necessary hardware and fixtures. Stickers indicating the locations of hardware will be pasted at appropriate places | item no.73 | 4.37 | sqm
1.74 | Providing & Fixing decorative high pressure laminated sheet of plain / wood grain in gloss / matt/ suede finish with high density protective surface layer and reverse side of adhesive bonding quality conforming to IS : 2046 Type S, including cost of adhesive of approved quality. | item no.74 | [52 empty] | 1.74 | Providing & Fixing decorative high pressure laminated sheet of plain / wood grain in gloss / matt/ suede finish with high density protective surface layer and reverse side of adhesive bonding quality conforming to IS : 2046 Type S, including cost of adhesive of approved quality. | item no.74
1.75 | 1.0 mm thick | item no.75 | 7.32 | sqm | 669.88 |  |  | Excess(+) | 1 | Full Conversion | INR | [40 empty] | 4904 | 4904 | INR Four Thousand Nine Hundred & Four Only | 1.75 | 1.0 mm thick | item no.75 | 7.32 | sqm
1.76 | Providing and fixing stainless steel fancy handle of approved make fixed with SS screws etc. complete as per direction of Engineer-in-charge. | item no.76 | [52 empty] | 1.76 | Providing and fixing stainless steel fancy handle of approved make fixed with SS screws etc. complete as per direction of Engineer-in-charge. | item no.76
1.77 | 200 mm | item no.77 | 9 | each | 134.28 |  |  | Excess(+) | 1 | Full Conversion | INR | [40 empty] | 1209 | 1209 | INR One Thousand Two Hundred & Nine Only | 1.77 | 200 mm | item no.77 | 9 | each
1.78 | STEEL WORK | item no.78 | [52 empty] | 1.78 | STEEL WORK | item no.78
1.79 | Steel work welded in built up sections/ framed work, including cutting, hoisting, fixing in position and applying a priming coat of approved steel primer using structural steel etc. as required. | item no.79 | [52 empty] | 1.79 | Steel work welded in built up sections/ framed work, including cutting, hoisting, fixing in position and applying a priming coat of approved steel primer using structural steel etc. as required. | item no.79
1.8 | In gratings, frames, guard bar, ladder, railings, brackets, gates and similar works | item no.80 | 52 | kg | 124.77 |  |  | Excess(+) | 1 | Full Conversion | INR | [40 empty] | 6488 | 6488 | INR Six Thousand Four Hundred & Eighty Eight Only | 1.8 | In gratings, frames, guard bar, ladder, railings, brackets, gates and similar works | item no.80 | 52 | kg
1.81 | Providing and fixing hand rail of approved size by welding etc. to steel ladder railing, balcony railing, staircase railing and similar works, including applying priming coat of approved steel primer. | item no.81 | [52 empty] | 1.81 | Providing and fixing hand rail of approved size by welding etc. to steel ladder railing, balcony railing, staircase railing and similar works, including applying priming coat of approved steel primer. | item no.81
1.82 | M.S. tube | item no.82 | 106 | kg | 137.79 |  |  | Excess(+) | 1 | Full Conversion | INR | [40 empty] | 14606 | 14606 | INR Fourteen Thousand Six Hundred & Six Only | 1.82 | M.S. tube | item no.82 | 106 | kg
1.83 | Providing & fixing fly proof wire gauze to windows, clerestory windows & doors with M.S. Flat 15x3 mm and nuts & bolts complete. | item no.83 | [52 empty] | 1.83 | Providing & fixing fly proof wire gauze to windows, clerestory windows & doors with M.S. Flat 15x3 mm and nuts & bolts complete. | item no.83
1.84 | Stainless steel (grade 304) wire gauze of 0.5 mm dia wire and 1.4 mm aperture on both sides | item no.84 | 3.9 | sqm | 851.86 |  |  | Excess(+) | 1 | Full Conversion | INR | [40 empty] | 3322 | 3322 | INR Three Thousand Three Hundred & Twenty Two Only | 1.84 | Stainless steel (grade 304) wire gauze of 0.5 mm dia wire and 1.4 mm aperture on both sides | item no.84 | 3.9 | sqm
1.85 | FLOORING | item no.85 | [52 empty] | 1.85 | FLOORING | item no.85
1.86 | Kota stone slab flooring over 20 mm (average) thick base laid over and jointed with grey cement slurry mixed with pigment to match the shade of the slab, including rubbing and polishing complete with base of cement mortar 1 : 4 (1 cement : 4 coarse sand) : | item no.86 | [52 empty] | 1.86 | Kota stone slab flooring over 20 mm (average) thick base laid over and jointed with grey cement slurry mixed with pigment to match the shade of the slab, including rubbing and polishing complete with base of cement mortar 1 : 4 (1 cement : 4 coarse sand) : | item no.86
1.87 | 25 mm thick | item no.87 | 6.4 | sqm | 1496.36 |  |  | Excess(+) | 1 | Full Conversion | INR | [40 empty] | 9577 | 9577 | INR Nine Thousand Five Hundred & Seventy Seven Only | 1.87 | 25 mm thick | item no.87 | 6.4 | sqm
1.88 | Kota stone slabs 20 mm thick in risers of steps, skirting, dado and pillars laid on 12 mm (average) thick cement mortar 1:3 (1 cement: 3 coarse sand) and jointed with grey cement slurry mixed with pigment to match the shade of the slabs, including rubbing and polishing complete. | item no.88 | 4.2 | sqm | 1787.42 |  |  | Excess(+) | 1 | Full Conversion | INR | [40 empty] | 7507 | 7507 | INR Seven Thousand Five Hundred & Seven Only | 1.88 | Kota stone slabs 20 mm thick in risers of steps, skirting, dado and pillars laid on 12 mm (average) thick cement mortar 1:3 (1 cement: 3 coarse sand) and jointed with grey cement slurry mixed with pigment to match the shade of the slabs, including rubbing and polishing complete. | item no.88 | 4.2 | sqm
1.89 | Providing and laying Ceramic glazed floor tiles of size 300x300 mm (thickness to be specified by the manufacturer), of 1st quality conforming to IS : 15622, of approved make, in all colours, shades, except White, Ivory, Grey, Fume Red Brown, laid on 20 mm thick bed of cement mortar 1:4 (1 Cement : 4 Coarse sand), jointing with grey cement slurry @ 3.3 kg/ sq.m including pointing the joints with white cement and matching pigments etc., complete. | item no.89 | 25.35 | sqm | 970.67 |  |  | Excess(+) | 1 | Full Conversion | INR | [40 empty] | 24606 | 24606 | INR Twenty Four Thousand Six Hundred & Six Only | 1.89 | Providing and laying Ceramic glazed floor tiles of size 300x300 mm (thickness to be specified by the manufacturer), of 1st quality conforming to IS : 15622, of approved make, in all colours, shades, except White, Ivory, Grey, Fume Red Brown, laid on 20 mm thick bed of cement mortar 1:4 (1 Cement : 4 Coarse sand), jointing with grey cement slurry @ 3.3 kg/ sq.m including pointing the joints with white cement and matching pigments etc., complete. | item no.89 | 25.35 | sqm
1.9 | FINISHING | item no.90 | [52 empty] | 1.9 | FINISHING | item no.90
1.91 | 12 mm cement plaster of mix : | item no.91 | [52 empty] | 1.91 | 12 mm cement plaster of mix : | item no.91
1.92 | 1:6 (1 cement: 6 coarse sand) | item no.92 | 128 | sqm | 258.09 |  |  | Excess(+) | 1 | Full Conversion | INR | [40 empty] | 33036 | 33036 | INR Thirty Three Thousand &Thirty Six Only | 1.92 | 1:6 (1 cement: 6 coarse sand) | item no.92 | 128 | sqm
1.93 | 15 mm cement plaster on rough side of single or half brick wall of mix: | item no.93 | [52 empty] | 1.93 | 15 mm cement plaster on rough side of single or half brick wall of mix: | item no.93
1.94 | 1:6 (1 cement: 6 coarse sand) | item no.94 | 113 | sqm | 297.33 |  |  | Excess(+) | 1 | Full Conversion | INR | [40 empty] | 33598 | 33598 | INR Thirty Three Thousand Five Hundred & Ninety Eight Only | 1.94 | 1:6 (1 cement: 6 coarse sand) | item no.94 | 113 | sqm
1.95 | 6 mm cement plaster of mix : | item no.95 | [52 empty] | 1.95 | 6 mm cement plaster of mix : | item no.95
1.96 | 1:3 (1 cement : 3 fine sand) | item no.96 | 43 | sqm | 221.88 |  |  | Excess(+) | 1 | Full Conversion | INR | [40 empty] | 9541 | 9541 | INR Nine Thousand Five Hundred & Forty One Only | 1.96 | 1:3 (1 cement : 3 fine sand) | item no.96 | 43 | sqm
1.97 | Distempering with 1st quality acrylic distemper (ready mixed) having VOC content less than 50 gms/litre, of approved manufacturer, of required shade and colour complete, as per manufacturer's specification. | item no.97 | [52 empty] | 1.97 | Distempering with 1st quality acrylic distemper (ready mixed) having VOC content less than 50 gms/litre, of approved manufacturer, of required shade and colour complete, as per manufacturer's specification. | item no.97
1.98 | Two or more coats on new work | item no.98 | 450 | sqm | 81.32 |  |  | Excess(+) | 1 | Full Conversion | INR | [40 empty] | 36594 | 36594 | INR Thirty Six Thousand Five Hundred & Ninety Four Only | 1.98 | Two or more coats on new work | item no.98 | 450 | sqm
1.99 | Painting with synthetic enamel paint of approved brand and manufacture to give an even shade : | item no.99 | [52 empty] | 1.99 | Painting with synthetic enamel paint of approved brand and manufacture to give an even shade : | item no.99
2 | Two or more coats on new work | item no.100 | 64 | sqm | 115.26 |  |  | Excess(+) | 1 | Full Conversion | INR | [40 empty] | 7377 | 7377 | INR Seven Thousand Three Hundred & Seventy Seven Only | 2 | Two or more coats on new work | item no.100 | 64 | sqm
2.01 | Forming groove of uniform size in the top layer of washed stone grit plaster as per approved pattern using wooden battens, nailed to the under layer, including removal of wooden battens, repair to the edges of panels and finishing the groove complete as per specifications and direction of the Engineer-in-charge : | item no.101 | [52 empty] | 2.01 | Forming groove of uniform size in the top layer of washed stone grit plaster as per approved pattern using wooden battens, nailed to the under layer, including removal of wooden battens, repair to the edges of panels and finishing the groove complete as per specifications and direction of the Engineer-in-charge : | item no.101
2.02 | 20 mm wide and 15 mm deep groove | item no.102 | 30 | metre | 55.33 |  |  | Excess(+) | 1 | Full Conversion | INR | [40 empty] | 1660 | 1660 | INR One Thousand Six Hundred & Sixty Only | 2.02 | 20 mm wide and 15 mm deep groove | item no.102 | 30 | metre
2.03 | Providing and applying white cement based putty of average thickness 1 mm, of approved brand and manufacturer, over the plastered wall surface to prepare the surface even and smooth complete. | item no.103 | 250 | sqm | 108.59 |  |  | Excess(+) | 1 | Full Conversion | INR | [40 empty] | 27148 | 27148 | INR Twenty Seven Thousand One Hundred & Forty Eight Only | 2.03 | Providing and applying white cement based putty of average thickness 1 mm, of approved brand and manufacturer, over the plastered wall surface to prepare the surface even and smooth complete. | item no.103 | 250 | sqm
2.04 | Finishing walls with Premium Acrylic Smooth exterior paint with Silicone additives of required shade | item no.104 | [52 empty] | 2.04 | Finishing walls with Premium Acrylic Smooth exterior paint with Silicone additives of required shade | item no.104
2.05 | Old work (Two or more coats applied @ 1.43 ltr/ 10 sqm) over existing cement paint surface | item no.105 | 175 | sqm | 95.22 |  |  | Excess(+) | 1 | Full Conversion | INR | [40 empty] | 16664 | 16664 | INR Sixteen Thousand Six Hundred & Sixty Four Only | 2.05 | Old work (Two or more coats applied @ 1.43 ltr/ 10 sqm) over existing cement paint surface | item no.105 | 175 | sqm
2.06 | Old work (one or more coats applied @ 0.83 ltr/10 sqm). | item no.106 | 30 | sqm | 64.97 |  |  | Excess(+) | 1 | Full Conversion | INR | [40 empty] | 1949 | 1949 | INR One Thousand Nine Hundred & Forty Nine Only | 2.06 | Old work (one or more coats applied @ 0.83 ltr/10 sqm). | item no.106 | 30 | sqm
2.07 | Dismantling and Demolishing | item no.107 | [52 empty] | 2.07 | Dismantling and Demolishing | item no.107
2.08 | Demolishing R.C.C. work manually/ by mechanical means including stacking of steel bars and disposal of unserviceable material within 50 metres lead as per direction of Engineer - in- charge. | item no.108 | 1.08 | cum | 2567.38 |  |  | Excess(+) | 1 | Full Conversion | INR | [40 empty] | 2773 | 2773 | INR Two Thousand Seven Hundred & Seventy Three Only | 2.08 | Demolishing R.C.C. work manually/ by mechanical means including stacking of steel bars and disposal of unserviceable material within 50 metres lead as per direction of Engineer - in- charge. | item no.108 | 1.08 | cum
2.09 | Extra for cutting reinforcement bars manually/ by mechanical means in R.C.C. or R.B. work (Payment shall be made on the cross sectional area of R.C.C. or R.B. work) as per direction of Engineer-in-charge. | item no.109 | 2.25 | sqm | 830.43 |  |  | Excess(+) | 1 | Full Conversion | INR | [40 empty] | 1868 | 1868 | INR One Thousand Eight Hundred & Sixty Eight Only | 2.09 | Extra for cutting reinforcement bars manually/ by mechanical means in R.C.C. or R.B. work (Payment shall be made on the cross sectional area of R.C.C. or R.B. work) as per direction of Engineer-in-charge. | item no.109 | 2.25 | sqm
2.1 | Demolishing brick work manually/ by mechanical means including stacking of serviceable material and disposal of unserviceable material within 50 metres lead as per direction of Engineer-in-charge. | item no.110 | [52 empty] | 2.1 | Demolishing brick work manually/ by mechanical means including stacking of serviceable material and disposal of unserviceable material within 50 metres lead as per direction of Engineer-in-charge. | item no.110
2.11 | In cement mortar | item no.111 | 9.69 | cum | 1489.22 |  |  | Excess(+) | 1 | Full Conversion | INR | [40 empty] | 14431 | 14431 | INR Fourteen Thousand Four Hundred & Thirty One Only | 2.11 | In cement mortar | item no.111 | 9.69 | cum
2.12 | Dismantling doors, windows and clerestory windows (steel or wood) shutter including chowkhats, architrave, holdfasts etc. complete and stacking within 50 metres lead : | item no.112 | [52 empty] | 2.12 | Dismantling doors, windows and clerestory windows (steel or wood) shutter including chowkhats, architrave, holdfasts etc. complete and stacking within 50 metres lead : | item no.112
2.13 | Of area beyond 3 sq. metres | item no.113 | 6 | each | 363.48 |  |  | Excess(+) | 1 | Full Conversion | INR | [40 empty] | 2181 | 2181 | INR Two Thousand One Hundred & Eighty One Only | 2.13 | Of area beyond 3 sq. metres | item no.113 | 6 | each
2.14 | Dismantling tile work in floors and roofs laid in cement mortar including stacking material within 50 metres lead. | item no.114 | [52 empty] | 2.14 | Dismantling tile work in floors and roofs laid in cement mortar including stacking material within 50 metres lead. | item no.114
2.15 | For thickness of tiles above 25 mm and up to 40 mm | item no.115 | 14.6 | sqm | 81.89 |  |  | Excess(+) | 1 | Full Conversion | INR | [40 empty] | 1196 | 1196 | INR One Thousand One Hundred & Ninety Six Only | 2.15 | For thickness of tiles above 25 mm and up to 40 mm | item no.115 | 14.6 | sqm
2.16 | Disposal of building rubbish / malba / similar unserviceable, dismantled or waste materials by mechanical means, including loading, transporting, unloading to approved municipal dumping ground or as approved by Engineer-in-charge, beyond 50 m initial lead, for all leads including all lifts involved. | item no.116 | 11.35 | cum | 192.33 |  |  | Excess(+) | 1 | Full Conversion | INR | [40 empty] | 2183 | 2183 | INR Two Thousand One Hundred & Eighty Three Only | 2.16 | Disposal of building rubbish / malba / similar unserviceable, dismantled or waste materials by mechanical means, including loading, transporting, unloading to approved municipal dumping ground or as approved by Engineer-in-charge, beyond 50 m initial lead, for all leads including all lifts involved. | item no.116 | 11.35 | cum
2.17 | SANITARY INSTALLATIONS | item no.117 | [52 empty] | 2.17 | SANITARY INSTALLATIONS | item no.117
2.18 | Providing and fixing solid plastic seat with lid for pedestal type W.C.pan complete : | item no.118 | [52 empty] | 2.18 | Providing and fixing solid plastic seat with lid for pedestal type W.C.pan complete : | item no.118
2.19 | White solid plastic seat with lid | item no.119 | 3 | each | 514.29 |  |  | Excess(+) | 1 | Full Conversion | INR | [40 empty] | 1543 | 1543 | INR One Thousand Five Hundred & Forty Three Only | 2.19 | White solid plastic seat with lid | item no.119 | 3 | each
2.2 | Providing and fixing CP Brass 32mm size Bottle Trap of approvedquality & make and as per the direction of Engineer-in-charge. | item no.120 | 3 | each | 777.07 |  |  | Excess(+) | 1 | Full Conversion | INR | [40 empty] | 2331 | 2331 | INR Two Thousand Three Hundred & Thirty One Only | 2.2 | Providing and fixing CP Brass 32mm size Bottle Trap of approvedquality & make and as per the direction of Engineer-in-charge. | item no.120 | 3 | each
2.21 | Providing and fixing 600x450 mm beveled edge mirror of superiorglass (of approved quality) complete with 6 mm thick hard boardground fixed to wooden cleats with C.P. brass screws and washerscomplete. | item no.121 | 3 | each | 1237.31 |  |  | Excess(+) | 1 | Full Conversion | INR | [40 empty] | 3712 | 3712 | INR Three Thousand Seven Hundred & Twelve Only | 2.21 | Providing and fixing 600x450 mm beveled edge mirror of superiorglass (of approved quality) complete with 6 mm thick hard boardground fixed to wooden cleats with C.P. brass screws and washerscomplete. | item no.121 | 3 | each
2.22 | Providing and fixing mirror of superior glass (of approved quality) andof required shape and size with plastic moulded frame of approvedmake and shade with 6 mm thick hard board backing : | item no.122 | [52 empty] | 2.22 | Providing and fixing mirror of superior glass (of approved quality) andof required shape and size with plastic moulded frame of approvedmake and shade with 6 mm thick hard board backing : | item no.122
2.23 | Rectangular shape 453x357 mm | item no.123 | 3 | each | 1016.18 |  |  | Excess(+) | 1 | Full Conversion | INR | [40 empty] | 3049 | 3049 | INR Three Thousand &Forty Nine Only | 2.23 | Rectangular shape 453x357 mm | item no.123 | 3 | each
2.24 | Rectangular shape 1500x450 mm | item no.124 | 3 | each | 1593.34 |  |  | Excess(+) | 1 | Full Conversion | INR | [40 empty] | 4780 | 4780 | INR Four Thousand Seven Hundred & Eighty Only | 2.24 | Rectangular shape 1500x450 mm | item no.124 | 3 | each
2.25 | Providing and fixing 600x120x5 mm glass shelf with edges round off,supported on anodised aluminium angle frame with C.P. brassbrackets and guard rail complete fixed with 40 mm long screws, rawlplugs etc., complete. | item no.125 | 3 | each | 826.09 |  |  | Excess(+) | 1 | Full Conversion | INR | [40 empty] | 2478 | 2478 | INR Two Thousand Four Hundred & Seventy Eight Only | 2.25 | Providing and fixing 600x120x5 mm glass shelf with edges round off,supported on anodised aluminium angle frame with C.P. brassbrackets and guard rail complete fixed with 40 mm long screws, rawlplugs etc., complete. | item no.125 | 3 | each
2.26 | Providing and fixing soil, waste and vent pipes : | item no.126 | [52 empty] | 2.26 | Providing and fixing soil, waste and vent pipes : | item no.126
2.27 | 100 mm dia | item no.127 | [52 empty] | 2.27 | 100 mm dia | item no.127
2.28 | Centrifugally cast (spun) iron socket &spigot (S&S) pipe as per IS: 3989 | item no.128 | 71.5 | metre | 944.67 |  |  | Excess(+) | 1 | Full Conversion | INR | [40 empty] | 67544 | 67544 | INR Sixty Seven Thousand Five Hundred & Forty Four Only | 2.28 | Centrifugally cast (spun) iron socket &spigot (S&S) pipe as per IS: 3989 | item no.128 | 71.5 | metre
2.29 | 75 mm diameter : | item no.129 | [52 empty] | 2.29 | 75 mm diameter : | item no.129
2.3 | Centrifugally cast (spun) iron socketed pipeas per IS: 3989 | item no.130 | 11.7 | metre | 913.72 |  |  | Excess(+) | 1 | Full Conversion | INR | [40 empty] | 10691 | 10691 | INR Ten Thousand Six Hundred & Ninety One Only | 2.3 | Centrifugally cast (spun) iron socketed pipeas per IS: 3989 | item no.130 | 11.7 | metre
2.31 | Providing and fixing M.S. holder-bat clamps of approved design toSand Cast iron/cast iron (spun) pipe embedded in and includingcement concrete blocks 10x10x10 cm of 1:2:4 mix (1 cement : 2coarse sand : 4 graded stone aggregate 20 mm nominal size),including cost of cutting holes and making good the walls etc. : | item no.131 | [52 empty] | 2.31 | Providing and fixing M.S. holder-bat clamps of approved design toSand Cast iron/cast iron (spun) pipe embedded in and includingcement concrete blocks 10x10x10 cm of 1:2:4 mix (1 cement : 2coarse sand : 4 graded stone aggregate 20 mm nominal size),including cost of cutting holes and making good the walls etc. : | item no.131
2.32 | For 100 mm dia pipe | item no.132 | 15 | each | 270.45 |  |  | Excess(+) | 1 | Full Conversion | INR | [40 empty] | 4057 | 4057 | INR Four Thousand &Fifty Seven Only | 2.32 | For 100 mm dia pipe | item no.132 | 15 | each
2.33 | Providing and fixing bend of required degree with access door, insertionrubber washer 3 mm thick, bolts and nuts complete. | item no.133 | [52 empty] | 2.33 | Providing and fixing bend of required degree with access door, insertionrubber washer 3 mm thick, bolts and nuts complete. | item no.133
2.34 | 100 mm dia | item no.134 | [52 empty] | 2.34 | 100 mm dia | item no.134
2.35 | Sand cast iron S&S as per IS - 3989 | item no.135 | 3 | each | 523.98 |  |  | Excess(+) | 1 | Full Conversion | INR | [40 empty] | 1572 | 1572 | INR One Thousand Five Hundred & Seventy Two Only | 2.35 | Sand cast iron S&S as per IS - 3989 | item no.135 | 3 | each
2.36 | Providing and fixing plain bend of required degree. | item no.136 | [52 empty] | 2.36 | Providing and fixing plain bend of required degree. | item no.136
2.37 | 100 mm dia | item no.137 | [52 empty] | 2.37 | 100 mm dia | item no.137
2.38 | Sand cast iron S&S as per IS : 3989 | item no.138 | 12 | each | 385.58 |  |  | Excess(+) | 1 | Full Conversion | INR | [40 empty] | 4627 | 4627 | INR Four Thousand Six Hundred & Twenty Seven Only | 2.38 | Sand cast iron S&S as per IS : 3989 | item no.138 | 12 | each
2.39 | Providing and fixing single equal plain junction of required degreewith access door, insertion rubber washer 3 mm thick, bolts andnuts complete. | item no.139 | [52 empty] | 2.39 | Providing and fixing single equal plain junction of required degreewith access door, insertion rubber washer 3 mm thick, bolts andnuts complete. | item no.139
2.4 | 100x100x100 mm | item no.140 | [52 empty] | 2.4 | 100x100x100 mm | item no.140
2.41 | Sand cast iron S&S as per IS - 3989 | item no.141 | 6 | each | 641.3 |  |  | Excess(+) | 1 | Full Conversion | INR | [40 empty] | 3848 | 3848 | INR Three Thousand Eight Hundred & Forty Eight Only | 2.41 | Sand cast iron S&S as per IS - 3989 | item no.141 | 6 | each
2.42 | Providing and fixing single equal plain junction of required degree : | item no.142 | [52 empty] | 2.42 | Providing and fixing single equal plain junction of required degree : | item no.142
2.43 | 100x100x100 mm | item no.143 | [52 empty] | 2.43 | 100x100x100 mm | item no.143
2.44 | Sand cast iron S&S as per IS - 3989 | item no.144 | 3 | each | 620.17 |  |  | Excess(+) | 1 | Full Conversion | INR | [40 empty] | 1861 | 1861 | INR One Thousand Eight Hundred & Sixty One Only | 2.44 | Sand cast iron S&S as per IS - 3989 | item no.144 | 3 | each
2.45 | Providing and fixing terminal guard : | item no.145 | [52 empty] | 2.45 | Providing and fixing terminal guard : | item no.145
2.46 | 100 mm | item no.146 | [52 empty] | 2.46 | 100 mm | item no.146
2.47 | Sand cast iron S&S as per IS - 3989 | item no.147 | 6 | each | 385.58 |  |  | Excess(+) | 1 | Full Conversion | INR | [40 empty] | 2313 | 2313 | INR Two Thousand Three Hundred & Thirteen Only | 2.47 | Sand cast iron S&S as per IS - 3989 | item no.147 | 6 | each
2.48 | Providing and fixing collar : | item no.148 | [52 empty] | 2.48 | Providing and fixing collar : | item no.148
2.49 | 100 mm | item no.149 | [52 empty] | 2.49 | 100 mm | item no.149
2.5 | Sand cast iron S&S as per IS - 3989 | item no.150 | 24 | each | 385.58 |  |  | Excess(+) | 1 | Full Conversion | INR | [40 empty] | 9254 | 9254 | INR Nine Thousand Two Hundred & Fifty Four Only | 2.5 | Sand cast iron S&S as per IS - 3989 | item no.150 | 24 | each
2.51 | 75 mm | item no.151 | [52 empty] | 2.51 | 75 mm | item no.151
2.52 | Sand cast iron S&S as per IS - 3989 | item no.152 | 3 | each | 238.01 |  |  | Excess(+) | 1 | Full Conversion | INR | [40 empty] | 714 | 714 | INR Seven Hundred & Fourteen Only | 2.52 | Sand cast iron S&S as per IS - 3989 | item no.152 | 3 | each
2.53 | Providing lead caulked joints to sand cast iron/centrifugally cast(spun) iron pipes and fittings of diameter : | item no.153 | [52 empty] | 2.53 | Providing lead caulked joints to sand cast iron/centrifugally cast(spun) iron pipes and fittings of diameter : | item no.153
2.54 | 100 mm | item no.154 | 72 | each | 481.94 |  |  | Excess(+) | 1 | Full Conversion | INR | [40 empty] | 34700 | 34700 | INR Thirty Four Thousand Seven Hundred Only | 2.54 | 100 mm | item no.154 | 72 | each
2.55 | 75 mm | item no.155 | 3 | each | 408.94 |  |  | Excess(+) | 1 | Full Conversion | INR | [40 empty] | 1227 | 1227 | INR One Thousand Two Hundred & Twenty Seven Only | 2.55 | 75 mm | item no.155 | 3 | each
2.56 | Providing and fixing trap of self cleansing design with screwed downor hinged grating with or without vent arm complete, including cost ofcutting and making good the walls and floors : | item no.156 | [52 empty] | 2.56 | Providing and fixing trap of self cleansing design with screwed downor hinged grating with or without vent arm complete, including cost ofcutting and making good the walls and floors : | item no.156
2.57 | 100 mm inlet and 100 mm outlet | item no.157 | [52 empty] | 2.57 | 100 mm inlet and 100 mm outlet | item no.157
2.58 | Sand cast iron S&S as per IS: 3989 | item no.158 | 3 | each | 1406.49 |  |  | Excess(+) | 1 | Full Conversion | INR | [40 empty] | 4219 | 4219 | INR Four Thousand Two Hundred & Nineteen Only | 2.58 | Sand cast iron S&S as per IS: 3989 | item no.158 | 3 | each
2.59 | 100 mm inlet and 75 mm outlet | item no.159 | [52 empty] | 2.59 | 100 mm inlet and 75 mm outlet | item no.159
2.6 | Sand cast iron S&S as per IS - 3989 | item no.160 | 3 | each | 1465.15 |  |  | Excess(+) | 1 | Full Conversion | INR | [40 empty] | 4395 | 4395 | INR Four Thousand Three Hundred & Ninety Five Only | 2.6 | Sand cast iron S&S as per IS - 3989 | item no.160 | 3 | each
2.61 | Cutting chases in brick masonry walls for following diameter sandcast iron/centrifugally cast (spun) iron pipes and making good thesame with cement concrete 1:3:6 ( 1 cement : 3 coarse sand :6graded stone aggregate 12.5 mm nominal size), including necessaryplaster and pointing in cement mortar 1:4 (1 cement : 4 coarsesand) : | item no.161 | [52 empty] | 2.61 | Cutting chases in brick masonry walls for following diameter sandcast iron/centrifugally cast (spun) iron pipes and making good thesame with cement concrete 1:3:6 ( 1 cement : 3 coarse sand :6graded stone aggregate 12.5 mm nominal size), including necessaryplaster and pointing in cement mortar 1:4 (1 cement : 4 coarsesand) : | item no.161
2.62 | 50 mm dia | item no.162 | 9 | metre | 252.08 |  |  | Excess(+) | 1 | Full Conversion | INR | [40 empty] | 2269 | 2269 | INR Two Thousand Two Hundred & Sixty Nine Only | 2.62 | 50 mm dia | item no.162 | 9 | metre
2.63 | WATER SUPPLY | item no.163 | [52 empty] | 2.63 | WATER SUPPLY | item no.163
2.64 | Providing and fixing G.I. pipes complete with G.I. fittings and clamps, i/c cutting and making good the walls etc. Internal work - Exposed on wall | item no.164 | [52 empty] | 2.64 | Providing and fixing G.I. pipes complete with G.I. fittings and clamps, i/c cutting and making good the walls etc. Internal work - Exposed on wall | item no.164
2.65 | 25 mm dia nominal bore | item no.165 | 39 | metre | 430.69 |  |  | Excess(+) | 1 | Full Conversion | INR | [40 empty] | 16797 | 16797 | INR Sixteen Thousand Seven Hundred & Ninety Seven Only | 2.65 | 25 mm dia nominal bore | item no.165 | 39 | metre
2.66 | 32 mm dia nominal bore | item no.166 | 9 | metre | 494.17 |  |  | Excess(+) | 1 | Full Conversion | INR | [40 empty] | 4448 | 4448 | INR Four Thousand Four Hundred & Forty Eight Only | 2.66 | 32 mm dia nominal bore | item no.166 | 9 | metre
2.67 | 40 mm dia nominal bore | item no.167 | 35 | metre | 635.82 |  |  | Excess(+) | 1 | Full Conversion | INR | [40 empty] | 22254 | 22254 | INR Twenty Two Thousand Two Hundred & Fifty Four Only | 2.67 | 40 mm dia nominal bore | item no.167 | 35 | metre
2.68 | Providing and fixing G.I. Pipes complete with G.I. fittings and clamps, i/c making good the walls etc. concealed pipe, including painting with anti corrosive bitumastic paint, cutting chases and making good the wall : | item no.168 | [52 empty] | 2.68 | Providing and fixing G.I. Pipes complete with G.I. fittings and clamps, i/c making good the walls etc. concealed pipe, including painting with anti corrosive bitumastic paint, cutting chases and making good the wall : | item no.168
2.69 | 15 mm dia nominal bore | item no.169 | 53 | metre | 425.43 |  |  | Excess(+) | 1 | Full Conversion | INR | [40 empty] | 22548 | 22548 | INR Twenty Two Thousand Five Hundred & Forty Eight Only | 2.69 | 15 mm dia nominal bore | item no.169 | 53 | metre
2.7 | 20 mm dia nominal bore | item no.170 | 5 | metre | 474.44 |  |  | Excess(+) | 1 | Full Conversion | INR | [40 empty] | 2372 | 2372 | INR Two Thousand Three Hundred & Seventy Two Only | 2.7 | 20 mm dia nominal bore | item no.170 | 5 | metre
2.71 | Providing and fixing G.I. pipes complete with G.I. fittings including trenching and refilling etc. External work | item no.171 | [52 empty] | 2.71 | Providing and fixing G.I. pipes complete with G.I. fittings including trenching and refilling etc. External work | item no.171
2.72 | 25 mm dia nominal bore | item no.172 | 14.3 | metre | 366.46 |  |  | Excess(+) | 1 | Full Conversion | INR | [40 empty] | 5240 | 5240 | INR Five Thousand Two Hundred & Forty Only | 2.72 | 25 mm dia nominal bore | item no.172 | 14.3 | metre
2.73 | Making connection of G.I. distribution branch with G.I. main of following sizes by providing and fixing tee, including cutting and threading the pipe etc. complete : | item no.173 | [52 empty] | 2.73 | Making connection of G.I. distribution branch with G.I. main of following sizes by providing and fixing tee, including cutting and threading the pipe etc. complete : | item no.173
2.74 | 25 to 40 mm nominal bore | item no.174 | 2 | each | 663.83 |  |  | Excess(+) | 1 | Full Conversion | INR | [40 empty] | 1328 | 1328 | INR One Thousand Three Hundred & Twenty Eight Only | 2.74 | 25 to 40 mm nominal bore | item no.174 | 2 | each
2.75 | Providing and fixing gun metal gate valve with C.I. wheel of approved quality (screwed end) : | item no.175 | [52 empty] | 2.75 | Providing and fixing gun metal gate valve with C.I. wheel of approved quality (screwed end) : | item no.175
2.76 | 25 mm nominal bore | item no.176 | 5 | each | 466.77 |  |  | Excess(+) | 1 | Full Conversion | INR | [40 empty] | 2334 | 2334 | INR Two Thousand Three Hundred & Thirty Four Only | 2.76 | 25 mm nominal bore | item no.176 | 5 | each
2.77 | 32 mm nominal bore. | item no.177 | 2 | each | 517.23 |  |  | Excess(+) | 1 | Full Conversion | INR | [40 empty] | 1034 | 1034 | INR One Thousand &Thirty Four Only | 2.77 | 32 mm nominal bore. | item no.177 | 2 | each
2.78 | 40 mm nominal bore | item no.178 | 3 | each | 620.17 |  |  | Excess(+) | 1 | Full Conversion | INR | [40 empty] | 1861 | 1861 | INR One Thousand Eight Hundred & Sixty One Only | 2.78 | 40 mm nominal bore | item no.178 | 3 | each
2.79 | Providing and fixing ball valve (brass) of approved quality, High or low pressure, with plastic floats complete : | item no.179 | [52 empty] | 2.79 | Providing and fixing ball valve (brass) of approved quality, High or low pressure, with plastic floats complete : | item no.179
2.8 | 20 mm nominal bore | item no.180 | 1 | each | 348.49 |  |  | Excess(+) | 1 | Full Conversion | INR | [40 empty] | 348 | 348 | INR Three Hundred & Forty Eight Only | 2.8 | 20 mm nominal bore | item no.180 | 1 | each
2.81 | Providing and fixing uplasticised PVC connection pipe with brass unions : | item no.181 | [52 empty] | 2.81 | Providing and fixing uplasticised PVC connection pipe with brass unions : | item no.181
2.82 | 45 cm length | item no.182 | [52 empty] | 2.82 | 45 cm length | item no.182
2.83 | 15 mm nominal bore | item no.183 | 9 | each | 74.7 |  |  | Excess(+) | 1 | Full Conversion | INR | [40 empty] | 672 | 672 | INR Six Hundred & Seventy Two Only | 2.83 | 15 mm nominal bore | item no.183 | 9 | each
2.84 | Constructing masonry Chamber 30x30x50 cm inside, in brick work in cement mortar 1:4 (1 cement :4 coarse sand) for stop cock, with C. I. surface box 100x100 x75 mm (inside) with hinged cover fixed in cement concrete slab 1:2:4 mix (1 cement : 2 coarse sand : 4 graded stone aggregate 20 mm nominal size), i/c necessary excavation, foundation concrete 1:5:10 ( 1 cement : 5 fine sand : 10 graded stone aggregate 40mm nominal size ) and inside plastering with cement mortar 1:3 (1 cement : 3 coarse sand) 12mm thick, finished with a floating coat of neat cement complete as per standard design : | item no.184 | [52 empty] | 2.84 | Constructing masonry Chamber 30x30x50 cm inside, in brick work in cement mortar 1:4 (1 cement :4 coarse sand) for stop cock, with C. I. surface box 100x100 x75 mm (inside) with hinged cover fixed in cement concrete slab 1:2:4 mix (1 cement : 2 coarse sand : 4 graded stone aggregate 20 mm nominal size), i/c necessary excavation, foundation concrete 1:5:10 ( 1 cement : 5 fine sand : 10 graded stone aggregate 40mm nominal size ) and inside plastering with cement mortar 1:3 (1 cement : 3 coarse sand) 12mm thick, finished with a floating coat of neat cement complete as per standard design : | item no.184
2.85 | With common burnt clay F.P.S.(non modular) bricks of class designation 7.5 | item no.185 | 4 | each | 1501.23 |  |  | Excess(+) | 1 | Full Conversion | INR | [40 empty] | 6005 | 6005 | INR Six Thousand &Five Only | 2.85 | With common burnt clay F.P.S.(non modular) bricks of class designation 7.5 | item no.185 | 4 | each
2.86 | Painting G.I. pipes and fittings with synthetic enamel white paint with two coats over a ready mixed priming coat, both of approved quality for new work : | item no.186 | [52 empty] | 2.86 | Painting G.I. pipes and fittings with synthetic enamel white paint with two coats over a ready mixed priming coat, both of approved quality for new work : | item no.186
2.87 | 25 mm diameter pipe | item no.187 | 38 | metre | 22.45 |  |  | Excess(+) | 1 | Full Conversion | INR | [40 empty] | 853 | 853 | INR Eight Hundred & Fifty Three Only | 2.87 | 25 mm diameter pipe | item no.187 | 38 | metre
2.88 | 40 mm diameter pipe | item no.188 | 35 | metre | 31.61 |  |  | Excess(+) | 1 | Full Conversion | INR | [40 empty] | 1106 | 1106 | INR One Thousand One Hundred & Six Only | 2.88 | 40 mm diameter pipe | item no.188 | 35 | metre
2.89 | Providing and fixing G.I. Union in G.I. pipe including cutting and threading the pipe and making long screws etc. complete (New work) : | item no.189 | [52 empty] | 2.89 | Providing and fixing G.I. Union in G.I. pipe including cutting and threading the pipe and making long screws etc. complete (New work) : | item no.189
2.9 | 15 mm nominal bore | item no.190 | 2 | each | 229.99 |  |  | Excess(+) | 1 | Full Conversion | INR | [40 empty] | 460 | 460 | INR Four Hundred & Sixty Only | 2.9 | 15 mm nominal bore | item no.190 | 2 | each
2.91 | 20 mm nominal bore | item no.191 | 2 | each | 253.44 |  |  | Excess(+) | 1 | Full Conversion | INR | [40 empty] | 507 | 507 | INR Five Hundred & Seven Only | 2.91 | 20 mm nominal bore | item no.191 | 2 | each
2.92 | 25 mm nominal bore | item no.192 | 9 | each | 323.85 |  |  | Excess(+) | 1 | Full Conversion | INR | [40 empty] | 2915 | 2915 | INR Two Thousand Nine Hundred & Fifteen Only | 2.92 | 25 mm nominal bore | item no.192 | 9 | each
2.93 | 32 mm nominal bore | item no.193 | 2 | each | 359.01 |  |  | Excess(+) | 1 | Full Conversion | INR | [40 empty] | 718 | 718 | INR Seven Hundred & Eighteen Only | 2.93 | 32 mm nominal bore | item no.193 | 2 | each
2.94 | 40 mm nominal bore | item no.194 | 4 | each | 458.75 |  |  | Excess(+) | 1 | Full Conversion | INR | [40 empty] | 1835 | 1835 | INR One Thousand Eight Hundred & Thirty Five Only | 2.94 | 40 mm nominal bore | item no.194 | 4 | each
2.95 | Providing and placing on terrace (at all floor levels) polyethylene water storage tank, IS : 12701 marked, with cover and suitable locking arrangement and making necessary holes for inlet, outlet and overflow pipes but without fittings and the base support for tank. | item no.195 | 1000 | per litre | 8.51 |  |  | Excess(+) | 1 | Full Conversion | INR | [40 empty] | 8510 | 8510 | INR Eight Thousand Five Hundred & Ten Only | 2.95 | Providing and placing on terrace (at all floor levels) polyethylene water storage tank, IS : 12701 marked, with cover and suitable locking arrangement and making necessary holes for inlet, outlet and overflow pipes but without fittings and the base support for tank. | item no.195 | 1000 | per litre
2.96 | Providing and fixing C.P. brass long body bib cock of approved quality conforming to IS standards and weighing not less than 690 gms. | item no.196 | [52 empty] | 2.96 | Providing and fixing C.P. brass long body bib cock of approved quality conforming to IS standards and weighing not less than 690 gms. | item no.196
2.97 | 15 mm nominal bore | item no.197 | 6 | each | 621.13 |  |  | Excess(+) | 1 | Full Conversion | INR | [40 empty] | 3727 | 3727 | INR Three Thousand Seven Hundred & Twenty Seven Only | 2.97 | 15 mm nominal bore | item no.197 | 6 | each
2.98 | Providing and fixing C.P. brass stop cock (concealed) of standard design and of approved make conforming to IS:8931. | item no.198 | [52 empty] | 2.98 | Providing and fixing C.P. brass stop cock (concealed) of standard design and of approved make conforming to IS:8931. | item no.198
2.99 | 15 mm nominal bore | item no.199 | 6 | each | 521.48 |  |  | Excess(+) | 1 | Full Conversion | INR | [40 empty] | 3129 | 3129 | INR Three Thousand One Hundred & Twenty Nine Only | 2.99 | 15 mm nominal bore | item no.199 | 6 | each
3 | Providing and fixing C.P. brass angle valve for basin mixer and geyser points of approved quality conforming to IS:8931 | item no.200 | [52 empty] | 3 | Providing and fixing C.P. brass angle valve for basin mixer and geyser points of approved quality conforming to IS:8931 | item no.200
3.01 | 15mm nominal bore | item no.201 | 12 | each | 438.71 |  |  | Excess(+) | 1 | Full Conversion | INR | [40 empty] | 5265 | 5265 | INR Five Thousand Two Hundred & Sixty Five Only | 3.01 | 15mm nominal bore | item no.201 | 12 | each
3.02 | Providing and fixing C.P. Brass extension nipple (size 15mmx50mm) of approved make and quality as per direction of Engineer-in-charge. | item no.202 | 18 | each | 54.1 |  |  | Excess(+) | 1 | Full Conversion | INR | [40 empty] | 974 | 974 | INR Nine Hundred & Seventy Four Only | 3.02 | Providing and fixing C.P. Brass extension nipple (size 15mmx50mm) of approved make and quality as per direction of Engineer-in-charge. | item no.202 | 18 | each
3.03 | Providing and fixing PTMT grating of approved quality and colour. | item no.203 | [52 empty] | 3.03 | Providing and fixing PTMT grating of approved quality and colour. | item no.203
3.04 | Circular type | item no.204 | [52 empty] | 3.04 | Circular type | item no.204
3.05 | 125 mm nominal dia with 25 mm waste hole | item no.205 | 6 | each | 39.68 |  |  | Excess(+) | 1 | Full Conversion | INR | [40 empty] | 238 | 238 | INR Two Hundred & Thirty Eight Only | 3.05 | 125 mm nominal dia with 25 mm waste hole | item no.205 | 6 | each
3.06 | Cutting holes up to 15x15 cm in R.C.C. floors and roofs for passing drain pipe etc. and repairing the hole after insertion of drain pipe etc. with cement concrete 1:2:4 (1 cement : 2 coarse sand : 4 graded stone aggregate 20 mm nominal size), including finishing complete so as to make it leak proof. | item no.206 | 15 | each | 330.64 |  |  | Excess(+) | 1 | Full Conversion | INR | [40 empty] | 4960 | 4960 | INR Four Thousand Nine Hundred & Sixty Only | 3.06 | Cutting holes up to 15x15 cm in R.C.C. floors and roofs for passing drain pipe etc. and repairing the hole after insertion of drain pipe etc. with cement concrete 1:2:4 (1 cement : 2 coarse sand : 4 graded stone aggregate 20 mm nominal size), including finishing complete so as to make it leak proof. | item no.206 | 15 | each
3.07 | DRAINAGE | item no.207 | [52 empty] | 3.07 | DRAINAGE | item no.207
3.08 | Providing, laying and jointing glazed stoneware pipes class SP-1 with stiff mixture of cement mortar in the proportion of 1:1 (1 cement : 1 fine sand) including testing of joints etc. complete : | item no.208 | [52 empty] | 3.08 | Providing, laying and jointing glazed stoneware pipes class SP-1 with stiff mixture of cement mortar in the proportion of 1:1 (1 cement : 1 fine sand) including testing of joints etc. complete : | item no.208
3.09 | 100 mm diameter | item no.209 | 11.4 | metre | 329.46 |  |  | Excess(+) | 1 | Full Conversion | INR | [40 empty] | 3756 | 3756 | INR Three Thousand Seven Hundred & Fifty Six Only | 3.09 | 100 mm diameter | item no.209 | 11.4 | metre
3.1 | Providing and laying cement concrete 1:5:10 (1 cement : 5 coarse sand : 10 graded stone aggregate 40 mm nominal size) all-round S.W. pipes including bed concrete as per standard design : | item no.210 | [52 empty] | 3.1 | Providing and laying cement concrete 1:5:10 (1 cement : 5 coarse sand : 10 graded stone aggregate 40 mm nominal size) all-round S.W. pipes including bed concrete as per standard design : | item no.210
3.11 | 100 mm diameter S.W. pipe | item no.211 | 11.4 | metre | 785.18 |  |  | Excess(+) | 1 | Full Conversion | INR | [40 empty] | 8951 | 8951 | INR Eight Thousand Nine Hundred & Fifty One Only | 3.11 | 100 mm diameter S.W. pipe | item no.211 | 11.4 | metre
3.12 | Providing and fixing square-mouth S.W. gully trap class SP-1 complete with C.I. grating brick masonry chamber with water tight C.I. cover with frame of 300 x300 mm size (inside) the weight of cover to be not less than 4.50 kg and frame to be not less than 2.70 kg as per standard design: | item no.212 | [52 empty] | 3.12 | Providing and fixing square-mouth S.W. gully trap class SP-1 complete with C.I. grating brick masonry chamber with water tight C.I. cover with frame of 300 x300 mm size (inside) the weight of cover to be not less than 4.50 kg and frame to be not less than 2.70 kg as per standard design: | item no.212
3.13 | 100x100 mm size P type | item no.213 | [52 empty] | 3.13 | 100x100 mm size P type | item no.213
3.14 | With common burnt clay F.P.S. (non modular) bricks of class designation 7.5 | item no.214 | 3 | each | 2151.29 |  |  | Excess(+) | 1 | Full Conversion | INR | [40 empty] | 6454 | 6454 | INR Six Thousand Four Hundred & Fifty Four Only | 3.14 | With common burnt clay F.P.S. (non modular) bricks of class designation 7.5 | item no.214 | 3 | each
3.15 | Constructing brick masonry manhole in cement mortar 1:4 ( 1 cement : 4 coarse sand ) with R.C.C. top slab with 1:1.5:3 mix (1 cement : 1.5 coarse sand (zone-III) : 3 graded stone aggregate 20 mm nominal size), foundation concrete 1:4:8 mix (1 cement : 4 coarse sand (zone-III) : 8 graded stone aggregate 40 mm nominal size), inside plastering 12 mm thick with cement mortar 1:3 (1 cement : 3 coarse sand) finished with floating coat of neat cement and making channels in cement concrete 1:2:4 (1 cement : 2 coarse sand : 4 graded stone aggregate 20 mm nominal size) finished with a floating coat of neat cement complete as per standard design : | item no.215 | [52 empty] | 3.15 | Constructing brick masonry manhole in cement mortar 1:4 ( 1 cement : 4 coarse sand ) with R.C.C. top slab with 1:1.5:3 mix (1 cement : 1.5 coarse sand (zone-III) : 3 graded stone aggregate 20 mm nominal size), foundation concrete 1:4:8 mix (1 cement : 4 coarse sand (zone-III) : 8 graded stone aggregate 40 mm nominal size), inside plastering 12 mm thick with cement mortar 1:3 (1 cement : 3 coarse sand) finished with floating coat of neat cement and making channels in cement concrete 1:2:4 (1 cement : 2 coarse sand : 4 graded stone aggregate 20 mm nominal size) finished with a floating coat of neat cement complete as per standard design : | item no.215
3.16 | Inside size 90x80 cm and 45 cm deep including C.I. cover with frame (light duty) 455x610 mm internal dimensions, total weight of cover and frame to be not less than 38 kg (weight of cover 23 kg and weight of frame 15 kg) : | item no.216 | [52 empty] | 3.16 | Inside size 90x80 cm and 45 cm deep including C.I. cover with frame (light duty) 455x610 mm internal dimensions, total weight of cover and frame to be not less than 38 kg (weight of cover 23 kg and weight of frame 15 kg) : | item no.216
3.17 | With common burnt clay F.P.S. (non modular) bricks of class designation 7.5 | item no.217 | 1 | each | 10247.35 |  |  | Excess(+) | 1 | Full Conversion | INR | [40 empty] | 10247 | 10247 | INR Ten Thousand Two Hundred & Forty Seven Only | 3.17 | With common burnt clay F.P.S. (non modular) bricks of class designation 7.5 | item no.217 | 1 | each
3.18 | Making connection of drain or sewer line with existing manhole including breaking into and making good the walls, floors with cement concrete 1:2:4 mix (1 cement : 2 coarse sand : 4 graded stone aggregate 20 mm nominal size) cement plastered on both sides with cement mortar 1:3 (1 cement : 3 coarse sand), finished with a floating coat of neat cement and making necessary channels for the drain etc. complete : | item no.218 | [52 empty] | 3.18 | Making connection of drain or sewer line with existing manhole including breaking into and making good the walls, floors with cement concrete 1:2:4 mix (1 cement : 2 coarse sand : 4 graded stone aggregate 20 mm nominal size) cement plastered on both sides with cement mortar 1:3 (1 cement : 3 coarse sand), finished with a floating coat of neat cement and making necessary channels for the drain etc. complete : | item no.218
3.19 | For pipes 100 to 250 mm diameter | item no.219 | 1 | each | 599.47 |  |  | Excess(+) | 1 | Full Conversion | INR | [40 empty] | 599 | 599 | INR Five Hundred & Ninety Nine Only | 3.19 | For pipes 100 to 250 mm diameter | item no.219 | 1 | each
3.2 | ALUMINIUM WORK | item no.220 | [52 empty] | 3.2 | ALUMINIUM WORK | item no.220
3.21 | Providing and fixing aluminium work for doors, windows, ventilators and partitions with extruded built up standard tubular sections/ appropriate Z sections and other sections of approved make conforming to IS: 733 and IS: 1285, fixing with dash fasteners of required dia and size, including necessary filling up the gaps at junctions, i.e. at top, bottom and sides with required EPDM rubber/ neoprene gasket etc. Aluminium sections shall be smooth, rust free, straight, mitred and jointed mechanically wherever required including cleat angle, Aluminium snap beading for glazing / paneling, C.P. brass / stainless steel screws, all complete as per architectural drawings and the directions of Engineer-in-charge. (Glazing, paneling and dash fasteners to be paid for separately) : | item no.221 | [52 empty] | 3.21 | Providing and fixing aluminium work for doors, windows, ventilators and partitions with extruded built up standard tubular sections/ appropriate Z sections and other sections of approved make conforming to IS: 733 and IS: 1285, fixing with dash fasteners of required dia and size, including necessary filling up the gaps at junctions, i.e. at top, bottom and sides with required EPDM rubber/ neoprene gasket etc. Aluminium sections shall be smooth, rust free, straight, mitred and jointed mechanically wherever required including cleat angle, Aluminium snap beading for glazing / paneling, C.P. brass / stainless steel screws, all complete as per architectural drawings and the directions of Engineer-in-charge. (Glazing, paneling and dash fasteners to be paid for separately) : | item no.221
3.22 | For fixed portion | item no.222 | [52 empty] | 3.22 | For fixed portion | item no.222
3.23 | Anodised aluminium (anodised transparent or dyed to required shade according to IS: 1868, Minimum anodic coating of grade AC 15) | item no.223 | 95 | kg | 380.49 |  |  | Excess(+) | 1 | Full Conversion | INR | [40 empty] | 36147 | 36147 | INR Thirty Six Thousand One Hundred & Forty Seven Only | 3.23 | Anodised aluminium (anodised transparent or dyed to required shade according to IS: 1868, Minimum anodic coating of grade AC 15) | item no.223 | 95 | kg
3.24 | For shutters of doors, windows & ventilators including providing and fixing hinges/ pivots and making provision for fixing of fittings wherever required including the cost of EPDM rubber / neoprene gasket required (Fittings shall be paid for separately) | item no.224 | [52 empty] | 3.24 | For shutters of doors, windows & ventilators including providing and fixing hinges/ pivots and making provision for fixing of fittings wherever required including the cost of EPDM rubber / neoprene gasket required (Fittings shall be paid for separately) | item no.224
3.25 | Anodised aluminium (anodised transparent or dyed to required shade according to IS: 1868, Minimum anodic coating of grade AC 15) | item no.225 | 73 | kg | 466.29 |  |  | Excess(+) | 1 | Full Conversion | INR | [40 empty] | 34039 | 34039 | INR Thirty Four Thousand &Thirty Nine Only | 3.25 | Anodised aluminium (anodised transparent or dyed to required shade according to IS: 1868, Minimum anodic coating of grade AC 15) | item no.225 | 73 | kg
3.26 | Providing and fixing 12 mm thick prelaminated particle board flat pressed three layer or graded wood particle board conforming to IS: 12823 Grade l Type ll, in panelling fixed in aluminum doors, windows shutters and partition frames with C.P. brass / stainless steel screws etc. complete as per architectural drawings and directions of engineer-in-charge. | item no.226 | [52 empty] | 3.26 | Providing and fixing 12 mm thick prelaminated particle board flat pressed three layer or graded wood particle board conforming to IS: 12823 Grade l Type ll, in panelling fixed in aluminum doors, windows shutters and partition frames with C.P. brass / stainless steel screws etc. complete as per architectural drawings and directions of engineer-in-charge. | item no.226
3.27 | Pre-laminated particle board with decorative lamination on both sides | item no.227 | 1.76 | sqm | 833.89 |  |  | Excess(+) | 1 | Full Conversion | INR | [40 empty] | 1468 | 1468 | INR One Thousand Four Hundred & Sixty Eight Only | 3.27 | Pre-laminated particle board with decorative lamination on both sides | item no.227 | 1.76 | sqm
3.28 | Providing and fixing glazing in aluminium door, window, ventilator shutters and partitions etc. with EPDM rubber / neoprene gasket etc. complete as per the architectural drawings and the directions of engineer-in-charge . (Cost of aluminium snap beading shall be paid in basic item): | item no.228 | [52 empty] | 3.28 | Providing and fixing glazing in aluminium door, window, ventilator shutters and partitions etc. with EPDM rubber / neoprene gasket etc. complete as per the architectural drawings and the directions of engineer-in-charge . (Cost of aluminium snap beading shall be paid in basic item): | item no.228
3.29 | With float glass panes of 5 mm thickness (weight not less than 12.50 kg/sqm) | item no.229 | 8.91 | sqm | 1162.25 |  |  | Excess(+) | 1 | Full Conversion | INR | [40 empty] | 10356 | 10356 | INR Ten Thousand Three Hundred & Fifty Six Only | 3.29 | With float glass panes of 5 mm thickness (weight not less than 12.50 kg/sqm) | item no.229 | 8.91 | sqm
3.3 | Filling the gap in between aluminium frame & adjacent RCC/ Brick/ Stone work by providing weather silicon sealant over backer rod of approved quality as per architectural drawings and direction of Engineer-in-charge complete. | item no.230 | [52 empty] | 3.3 | Filling the gap in between aluminium frame & adjacent RCC/ Brick/ Stone work by providing weather silicon sealant over backer rod of approved quality as per architectural drawings and direction of Engineer-in-charge complete. | item no.230
3.31 | Upto 5mm depth and 5 mm width | item no.231 | 33 | metre | 74.75 |  |  | Excess(+) | 1 | Full Conversion | INR | [40 empty] | 2467 | 2467 | INR Two Thousand Four Hundred & Sixty Seven Only | 3.31 | Upto 5mm depth and 5 mm width | item no.231 | 33 | metre
3.32 | Extra for applying additional anodic coating AC 25 instead of AC 15 to aluminium extruded sections. | item no.232 | [52 empty] | 3.32 | Extra for applying additional anodic coating AC 25 instead of AC 15 to aluminium extruded sections. | item no.232
3.33 | For fixed portion | item no.233 | 95 | kg | 11.75 |  |  | Excess(+) | 1 | Full Conversion | INR | [40 empty] | 1116 | 1116 | INR One Thousand One Hundred & Sixteen Only | 3.33 | For fixed portion | item no.233 | 95 | kg
3.34 | For shutters of doors, windows & ventilators | item no.234 | 73 | kg | 11.75 |  |  | Excess(+) | 1 | Full Conversion | INR | [40 empty] | 858 | 858 | INR Eight Hundred & Fifty Eight Only | 3.34 | For shutters of doors, windows & ventilators | item no.234 | 73 | kg
3.35 | Providing and fixing aluminium tubular handle bar 32 mm outer dia, 3.0 mm thick & 2100 mm long with SS screws etc .complete as per direction of Engineer-in-Charge. | item no.235 | [52 empty] | 3.35 | Providing and fixing aluminium tubular handle bar 32 mm outer dia, 3.0 mm thick & 2100 mm long with SS screws etc .complete as per direction of Engineer-in-Charge. | item no.235
3.36 | Anodized (AC 15 ) aluminium tubular handle bar | item no.236 | 6 | each | 449.98 |  |  | Excess(+) | 1 | Full Conversion | INR | [40 empty] | 2700 | 2700 | INR Two Thousand Seven Hundred Only | 3.36 | Anodized (AC 15 ) aluminium tubular handle bar | item no.236 | 6 | each
3.37 | WATER PROOFING | item no.237 | [52 empty] | 3.37 | WATER PROOFING | item no.237
3.38 | Providing and laying water proofing treatment in sunken portion of WCs, bathroom etc., by applying cement slurry mixed with water proofing cement compound consisting of applying : (a) First layer of slurry of cement @ 0.488 kg/sqm mixed with water proofing cement compound @ 0.253 kg/ sqm. This layer will be allowed to air cure for 4 hours. (b) Second layer of slurry of cement @ 0.242 kg/sqm mixed with water proofing cement compound @ 0.126 kg/sqm. This layer will be allowed to air cure for 4 hours followed with water curing for 48 hours. The rate includes preparation of surface, treatment and sealing of all joints, corners, junctions of pipes and masonry with polymer mixed slurry. | item no.238 | 30.5 | sqm | 452.96 |  |  | Excess(+) | 1 | Full Conversion | INR | [40 empty] | 13815 | 13815 | INR Thirteen Thousand Eight Hundred & Fifteen Only | 3.38 | Providing and laying water proofing treatment in sunken portion of WCs, bathroom etc., by applying cement slurry mixed with water proofing cement compound consisting of applying : (a) First layer of slurry of cement @ 0.488 kg/sqm mixed with water proofing cement compound @ 0.253 kg/ sqm. This layer will be allowed to air cure for 4 hours. (b) Second layer of slurry of cement @ 0.242 kg/sqm mixed with water proofing cement compound @ 0.126 kg/sqm. This layer will be allowed to air cure for 4 hours followed with water curing for 48 hours. The rate includes preparation of surface, treatment and sealing of all joints, corners, junctions of pipes and masonry with polymer mixed slurry. | item no.238 | 30.5 | sqm
3.39 | Providing and laying water proofing treatment on roofs of slabs by applying cement slurry mixed with water proofing cement compound consisting of applying: (a) after surface preparation, first layer of slurry of cement @ 0.488 kg/sqm mixed with water proofing cement compound @ 0.253 kg/sqm. (b) laying second layer of Fibre glass cloth when the first layer is still green. Overlaps of joints of fibre cloth should not be less than 10 cm. (c) third layer of 1.5 mm thickness consisting of slurry of cement @ 1.289 kg/sqm mixed with water proofing cement compound @ 0.670 kg/sqm and coarse sand @ 1.289 kg/sqm. This will be allowed to air cure for 4 hours followed by water curing for 48 hours. The entire treatment will be taken upto 30 cm on parapet wall and tucked into groove in parapet all around. (d) fourth and final layer of brick tiling with cement mortar (which will be paid for separately. For the purpose of measurement the entire treated surface will be measured. | item no.239 | 19.3 | sqm | 513.42 |  |  | Excess(+) | 1 | Full Conversion | INR | [40 empty] | 9909 | 9909 | INR Nine Thousand Nine Hundred & Nine Only | 3.39 | Providing and laying water proofing treatment on roofs of slabs by applying cement slurry mixed with water proofing cement compound consisting of applying: (a) after surface preparation, first layer of slurry of cement @ 0.488 kg/sqm mixed with water proofing cement compound @ 0.253 kg/sqm. (b) laying second layer of Fibre glass cloth when the first layer is still green. Overlaps of joints of fibre cloth should not be less than 10 cm. (c) third layer of 1.5 mm thickness consisting of slurry of cement @ 1.289 kg/sqm mixed with water proofing cement compound @ 0.670 kg/sqm and coarse sand @ 1.289 kg/sqm. This will be allowed to air cure for 4 hours followed by water curing for 48 hours. The entire treatment will be taken upto 30 cm on parapet wall and tucked into groove in parapet all around. (d) fourth and final layer of brick tiling with cement mortar (which will be paid for separately. For the purpose of measurement the entire treated surface will be measured. | item no.239 | 19.3 | sqm
3.4 | MINOR CIVIL MAINTENANCE WORK. | item no.240 | [52 empty] | 3.4 | MINOR CIVIL MAINTENANCE WORK. | item no.240
3.41 | Providing and laying cement concrete of specified grade i/c the cost of centring and shuttering, All work upto plinth level. (1 cement :5 coarse sand : 10 graded brick aggregate 40 mm nominal size). | item no.241 | 0.63 | Cum | 5045.59 |  |  | Excess(+) | 1 | Full Conversion | INR | [40 empty] | 3179 | 3179 | INR Three Thousand One Hundred & Seventy Nine Only | 3.41 | Providing and laying cement concrete of specified grade i/c the cost of centring and shuttering, All work upto plinth level. (1 cement :5 coarse sand : 10 graded brick aggregate 40 mm nominal size). | item no.241 | 0.63 | Cum
3.42 | Providing and fixing C.P brass swan neck pillar cock of L&K or equivalent make. | item no.242 | 3 | Each | 1396.01 |  |  | Excess(+) | 1 | Full Conversion | INR | [40 empty] | 4188 | 4188 | INR Four Thousand One Hundred & Eighty Eight Only | 3.42 | Providing and fixing C.P brass swan neck pillar cock of L&K or equivalent make. | item no.242 | 3 | Each
3.43 | Providing and fixing aluminium door sea 3 feet long with screws etc. | item no.243 | 9 | Each | 181.76 |  |  | Excess(+) | 1 | Full Conversion | INR | [40 empty] | 1636 | 1636 | INR One Thousand Six Hundred & Thirty Six Only | 3.43 | Providing and fixing aluminium door sea 3 feet long with screws etc. | item no.243 | 9 | Each
3.44 | P/F C. P. brass shower rose with 15 mm or 20 inlet 75 mm dia fancy type. | item no.244 | 3 | Each | 610.02 |  |  | Excess(+) | 1 | Full Conversion | INR | [40 empty] | 1830 | 1830 | INR One Thousand Eight Hundred & Thirty Only | 3.44 | P/F C. P. brass shower rose with 15 mm or 20 inlet 75 mm dia fancy type. | item no.244 | 3 | Each
3.45 | Providing and fixing white vitreous china oval type wash basin of size 550 x 480 with 15mm C.P brass pillar tap, 32mm C.P brass waste of standard patern. | item no.245 | 3 | Each | 2512.36 |  |  | Excess(+) | 1 | Full Conversion | INR | [40 empty] | 7537 | 7537 | INR Seven Thousand Five Hundred & Thirty Seven Only | 3.45 | Providing and fixing white vitreous china oval type wash basin of size 550 x 480 with 15mm C.P brass pillar tap, 32mm C.P brass waste of standard patern. | item no.245 | 3 | Each
3.46 | Providing and fixing C.P coat pin hanger of approved make with necessary srews gully etc. | item no.246 | 6 | Each | 182.53 |  |  | Excess(+) | 1 | Full Conversion | INR | [40 empty] | 1095 | 1095 | INR One Thousand &Ninety Five Only | 3.46 | Providing and fixing C.P coat pin hanger of approved make with necessary srews gully etc. | item no.246 | 6 | Each
3.47 | Providing and fixing C.P brass pipe 32 mm for bottle trap. | item no.247 | 3 | Each | 186.97 |  |  | Excess(+) | 1 | Full Conversion | INR | [40 empty] | 561 | 561 | INR Five Hundred & Sixty One Only | 3.47 | Providing and fixing C.P brass pipe 32 mm for bottle trap. | item no.247 | 3 | Each
3.48 | Providing and fixing C.P soap dish complete with screws and gully etc. | item no.248 | 3 | Each | 356.9 |  |  | Excess(+) | 1 | Full Conversion | INR | [40 empty] | 1071 | 1071 | INR One Thousand &Seventy One Only | 3.48 | Providing and fixing C.P soap dish complete with screws and gully etc. | item no.248 | 3 | Each
3.49 | P/F towel rod complete with teo c.p. brass brackets fixed to wooden cleats with c.p. brass scews of approved make size 600x20mm. | item no.249 | 3 | Each | 345.17 |  |  | Excess(+) | 1 | Full Conversion | INR | [40 empty] | 1036 | 1036 | INR One Thousand &Thirty Six Only | 3.49 | P/F towel rod complete with teo c.p. brass brackets fixed to wooden cleats with c.p. brass scews of approved make size 600x20mm. | item no.249 | 3 | Each
3.5 | Providing and fixing 10 cm high drawer of cupboard with 12 mm thick base on sides with 12 mm thick medium density grade I particle board with commercial veneering on both side i/c providing and fixing telescope channel , rail necessary roller with screw etc. complete. | item no.250 | 2.23 | Sqm | 1736.88 |  |  | Excess(+) | 1 | Full Conversion | INR | [40 empty] | 3873 | 3873 | INR Three Thousand Eight Hundred & Seventy Three Only | 3.5 | Providing and fixing 10 cm high drawer of cupboard with 12 mm thick base on sides with 12 mm thick medium density grade I particle board with commercial veneering on both side i/c providing and fixing telescope channel , rail necessary roller with screw etc. complete. | item no.250 | 2.23 | Sqm
3.51 | Providing and fixing c.p. hand spray ( health faucet ) with push button control and fleexible hose connection with c.p. hook complete in all respects. | item no.251 | 3 | Each | 651.08 |  |  | Excess(+) | 1 | Full Conversion | INR | [40 empty] | 1953 | 1953 | INR One Thousand Nine Hundred & Fifty Three Only | 3.51 | Providing and fixing c.p. hand spray ( health faucet ) with push button control and fleexible hose connection with c.p. hook complete in all respects. | item no.251 | 3 | Each
3.52 | Providing and fixing c.p. brassMetro pole flush valve concealed body of (Jaguar make) code no1093 SQ 40 mm nominal bor | item no.252 | 3 | Each | 3871.28 |  |  | Excess(+) | 1 | Full Conversion | INR | [40 empty] | 11614 | 11614 | INR Eleven Thousand Six Hundred & Fourteen Only | 3.52 | Providing and fixing c.p. brassMetro pole flush valve concealed body of (Jaguar make) code no1093 SQ 40 mm nominal bor | item no.252 | 3 | Each
3.53 | Providing and fixing SS end cap for curtain rod. | item no.253 | 16 | each | 74.92 |  |  | Excess(+) | 1 | Full Conversion | INR | [40 empty] | 1199 | 1199 | INR One Thousand One Hundred & Ninety Nine Only | 3.53 | Providing and fixing SS end cap for curtain rod. | item no.253 | 16 | each
3.54 | "Providing and fixing SS bracket. " | item no.254 | 16 | Each | 21.39 |  |  | Excess(+) | 1 | Full Conversion | INR | [40 empty] | 342 | 342 | INR Three Hundred & Forty Two Only | 3.54 | "Providing and fixing SS bracket. " | item no.254 | 16 | Each
3.55 | Providing and fixing 25 mm dia SS curtain pipe . | item no.255 | 14 | mtr | 192.9 |  |  | Excess(+) | 1 | Full Conversion | INR | [40 empty] | 2701 | 2701 | INR Two Thousand Seven Hundred & One Only | 3.55 | Providing and fixing 25 mm dia SS curtain pipe . | item no.255 | 14 | mtr
3.56 | Providing and fixing wall hung W.C with fitting code no.c8015 , c0209 etc. | item no.256 | 3 | Each | 5025.87 |  |  | Excess(+) | 1 | Full Conversion | INR | [40 empty] | 15078 | 15078 | INR Fifteen Thousand &Seventy Eight Only | 3.56 | Providing and fixing wall hung W.C with fitting code no.c8015 , c0209 etc. | item no.256 | 3 | Each
3.57 | Cutting rubbing and polishing on old mosaic,kota,marble flooring marble work/Granite work/stone work where ever required and skirting for rubbing and removal of rubbish including of one coat of cement slurry in joints before final rubbing and polishing complete. | item no.257 | 87 | Sqm | 73.39 |  |  | Excess(+) | 1 | Full Conversion | INR | [40 empty] | 6385 | 6385 | INR Six Thousand Three Hundred & Eighty Five Only | 3.57 | Cutting rubbing and polishing on old mosaic,kota,marble flooring marble work/Granite work/stone work where ever required and skirting for rubbing and removal of rubbish including of one coat of cement slurry in joints before final rubbing and polishing complete. | item no.257 | 87 | Sqm
3.58 | "Extra for providing and fixing Triple layer SINTEX white pvc.water storage tank inplace of Providing and placing on terrace (at all floor levels) polyethylene water storage tank, IS : 12701 marked, with cover and suitable locking arrangement and making necessary holes for inlet, outlet and overflow pipes but without fittings and the base support for tank. Circular tank . | item no.258 | 1000 | Per litre | 3.51 |  |  | Excess(+) | 1 | Full Conversion | INR | [40 empty] | 3510 | 3510 | INR Three Thousand Five Hundred & Ten Only | 3.58 | "Extra for providing and fixing Triple layer SINTEX white pvc.water storage tank inplace of Providing and placing on terrace (at all floor levels) polyethylene water storage tank, IS : 12701 marked, with cover and suitable locking arrangement and making necessary holes for inlet, outlet and overflow pipes but without fittings and the base support for tank. Circular tank . | item no.258 | 1000 | Per litre
3.59 | Extra for providing and fixing of 8mm to 9mm thick ceramic glazed wall tiles instead of 5mm thick ceramic glazed wall tiles. | item no.259 | 51 | sqm | 136.61 |  |  | Excess(+) | 1 | Full Conversion | INR | [40 empty] | 6967 | 6967 | INR Six Thousand Nine Hundred & Sixty Seven Only | 3.59 | Extra for providing and fixing of 8mm to 9mm thick ceramic glazed wall tiles instead of 5mm thick ceramic glazed wall tiles. | item no.259 | 51 | sqm
3.6 | Providing and fixing C.P.brass Towel ring with round flange of ( Jaguar Make ) code no.CAN1121 | item no.260 | 3 | Each | 898.73 |  |  | Excess(+) | 1 | Full Conversion | INR | [40 empty] | 2696 | 2696 | INR Two Thousand Six Hundred & Ninety Six Only | 3.6 | Providing and fixing C.P.brass Towel ring with round flange of ( Jaguar Make ) code no.CAN1121 | item no.260 | 3 | Each
3.61 | Wiring for light point/ fan point/ exhaust fan point/ call bell point with 1.5 sq.mm FRLS PVC insulated copper conductor single core cable in surface / recessed steel conduit, with modular switch, modular plate, suitable GI box and earthing the point with 1.5 sq.mm. FRLS PVC insulated copper conductor single core cable etc as required. | item no.261 | [52 empty] | 3.61 | Wiring for light point/ fan point/ exhaust fan point/ call bell point with 1.5 sq.mm FRLS PVC insulated copper conductor single core cable in surface / recessed steel conduit, with modular switch, modular plate, suitable GI box and earthing the point with 1.5 sq.mm. FRLS PVC insulated copper conductor single core cable etc as required. | item no.261
3.62 | Group C | item no.262 | 5 | Pts | 1598.42 |  |  | Excess(+) | 1 | Full Conversion | INR | [40 empty] | 7992 | 7992 | INR Seven Thousand Nine Hundred & Ninety Two Only | 3.62 | Group C | item no.262 | 5 | Pts
3.63 | Rewiring for light point/ fan point/ exhaust fan point/ call bell point with 1.5 sq.mm FRLS PVC insulated copper conductor single core cable and 1.5 sq.mm. FRLS PVC insulated copper conductor single core cable as earth wire in existing surface/ recessed steel conduit including dismantling as required. | item no.263 | [52 empty] | 3.63 | Rewiring for light point/ fan point/ exhaust fan point/ call bell point with 1.5 sq.mm FRLS PVC insulated copper conductor single core cable and 1.5 sq.mm. FRLS PVC insulated copper conductor single core cable as earth wire in existing surface/ recessed steel conduit including dismantling as required. | item no.263
3.64 | Group 'C' | item no.264 | 25 | Pts | 783.87 |  |  | Excess(+) | 1 | Full Conversion | INR | [40 empty] | 19597 | 19597 | INR Nineteen Thousand Five Hundred & Ninety Seven Only | 3.64 | Group 'C' | item no.264 | 25 | Pts
3.65 | Supplying & drawing following sizes of FRLS PVC insulated copper conductor single core cable in / on the existing surface / recessed, PVC / steel conduit as reqd. | item no.265 | [52 empty] | 3.65 | Supplying & drawing following sizes of FRLS PVC insulated copper conductor single core cable in / on the existing surface / recessed, PVC / steel conduit as reqd. | item no.265
3.66 | 1 x 1.5 Sq.mm.. | item no.266 | 5 | Mtr. | 39.46 |  |  | Excess(+) | 1 | Full Conversion | INR | [40 empty] | 197 | 197 | INR One Hundred & Ninety Seven Only | 3.66 | 1 x 1.5 Sq.mm.. | item no.266 | 5 | Mtr.
3.67 | 3 x 1.5 Sq.mm.. | item no.267 | 75 | Mtr. | 83.3 |  |  | Excess(+) | 1 | Full Conversion | INR | [40 empty] | 6248 | 6248 | INR Six Thousand Two Hundred & Forty Eight Only | 3.67 | 3 x 1.5 Sq.mm.. | item no.267 | 75 | Mtr.
3.68 | 3 x 4 Sq.mm.. | item no.268 | 100 | Mtr. | 180.62 |  |  | Excess(+) | 1 | Full Conversion | INR | [40 empty] | 18062 | 18062 | INR Eighteen Thousand &Sixty Two Only | 3.68 | 3 x 4 Sq.mm.. | item no.268 | 100 | Mtr.
3.69 | 3 x 6 Sq.mm.. | item no.269 | 40 | Mtr. | 266.55 |  |  | Excess(+) | 1 | Full Conversion | INR | [40 empty] | 10662 | 10662 | INR Ten Thousand Six Hundred & Sixty Two Only | 3.69 | 3 x 6 Sq.mm.. | item no.269 | 40 | Mtr.
3.7 | Supply and drawing of telephone wire of 2 pair 0.50 mm dia copper conductor FRLS PVC insulated unsheathed twisted wire jelly filled in existing / surface concealed conduit as reqd. including numbering and connecting the wires at both the ends. | item no.270 | 30 | Mtr. | 33.32 |  |  | Excess(+) | 1 | Full Conversion | INR | [40 empty] | 1000 | 1000 | INR One Thousand Only | 3.7 | Supply and drawing of telephone wire of 2 pair 0.50 mm dia copper conductor FRLS PVC insulated unsheathed twisted wire jelly filled in existing / surface concealed conduit as reqd. including numbering and connecting the wires at both the ends. | item no.270 | 30 | Mtr.
3.71 | S & F of following size of steel conduit along with the accessories in surface/ recess I/c painting in case of surface conduit or cutting the wall and making good the same in case of recessed conduit as reqd. | item no.271 | [52 empty] | 3.71 | S & F of following size of steel conduit along with the accessories in surface/ recess I/c painting in case of surface conduit or cutting the wall and making good the same in case of recessed conduit as reqd. | item no.271
3.72 | 20 mm 16 SWG | item no.272 | 125 | Mtr. | 195.53 |  |  | Excess(+) | 1 | Full Conversion | INR | [40 empty] | 24441 | 24441 | INR Twenty Four Thousand Four Hundred & Forty One Only | 3.72 | 20 mm 16 SWG | item no.272 | 125 | Mtr.
3.73 | 25 mm 16 SWG | item no.273 | 100 | Mtr. | 224.46 |  |  | Excess(+) | 1 | Full Conversion | INR | [40 empty] | 22446 | 22446 | INR Twenty Two Thousand Four Hundred & Forty Six Only | 3.73 | 25 mm 16 SWG | item no.273 | 100 | Mtr.
3.74 | 32 mm 14 SWG | item no.274 | 20 | Mtr. | 285.84 |  |  | Excess(+) | 1 | Full Conversion | INR | [40 empty] | 5717 | 5717 | INR Five Thousand Seven Hundred & Seventeen Only | 3.74 | 32 mm 14 SWG | item no.274 | 20 | Mtr.
3.75 | S & F following size/module, GI box along with modular base and cover plate for modular switches in recess as required. | item no.275 | [52 empty] | 3.75 | S & F following size/module, GI box along with modular base and cover plate for modular switches in recess as required. | item no.275
3.76 | 1/2 module (1 or 2 module) | item no.276 | 21 | Nos. | 261.29 |  |  | Excess(+) | 1 | Full Conversion | INR | [40 empty] | 5487 | 5487 | INR Five Thousand Four Hundred & Eighty Seven Only | 3.76 | 1/2 module (1 or 2 module) | item no.276 | 21 | Nos.
3.77 | 3 module | item no.277 | 6 | Nos. | 286.72 |  |  | Excess(+) | 1 | Full Conversion | INR | [40 empty] | 1720 | 1720 | INR One Thousand Seven Hundred & Twenty Only | 3.77 | 3 module | item no.277 | 6 | Nos.
3.78 | 6 module | item no.278 | 12 | Nos. | 352.48 |  |  | Excess(+) | 1 | Full Conversion | INR | [40 empty] | 4230 | 4230 | INR Four Thousand Two Hundred & Thirty Only | 3.78 | 6 module | item no.278 | 12 | Nos.
3.79 | 8 module | item no.279 | 2 | Nos. | 398.07 |  |  | Excess(+) | 1 | Full Conversion | INR | [40 empty] | 796 | 796 | INR Seven Hundred & Ninety Six Only | 3.79 | 8 module | item no.279 | 2 | Nos.
3.8 | 12 module | item no.280 | 3 | Nos. | 380.53 |  |  | Excess(+) | 1 | Full Conversion | INR | [40 empty] | 1142 | 1142 | INR One Thousand One Hundred & Forty Two Only | 3.8 | 12 module | item no.280 | 3 | Nos.
3.81 | Supply and & fixing following modular switch/ socket on the existing modular plates & switch box including connection but excluding modular plate etc. as reqd. | item no.281 | [52 empty] | 3.81 | Supply and & fixing following modular switch/ socket on the existing modular plates & switch box including connection but excluding modular plate etc. as reqd. | item no.281
3.82 | 5/6 Amp one way switch | item no.282 | 60 | Nos. | 90.31 |  |  | Excess(+) | 1 | Full Conversion | INR | [40 empty] | 5419 | 5419 | INR Five Thousand Four Hundred & Nineteen Only | 3.82 | 5/6 Amp one way switch | item no.282 | 60 | Nos.
3.83 | 15/16 Amp. one way switch | item no.283 | 15 | Nos. | 136.78 |  |  | Excess(+) | 1 | Full Conversion | INR | [40 empty] | 2052 | 2052 | INR Two Thousand &Fifty Two Only | 3.83 | 15/16 Amp. one way switch | item no.283 | 15 | Nos.
3.84 | 3 Pin 5/6 Amp. socket outlet | item no.284 | 35 | Nos. | 106.97 |  |  | Excess(+) | 1 | Full Conversion | INR | [40 empty] | 3744 | 3744 | INR Three Thousand Seven Hundred & Forty Four Only | 3.84 | 3 Pin 5/6 Amp. socket outlet | item no.284 | 35 | Nos.
3.85 | 6 Pin 15/16 Amp. socket outlet. | item no.285 | 15 | Nos. | 172.73 |  |  | Excess(+) | 1 | Full Conversion | INR | [40 empty] | 2591 | 2591 | INR Two Thousand Five Hundred & Ninety One Only | 3.85 | 6 Pin 15/16 Amp. socket outlet. | item no.285 | 15 | Nos.
3.86 | Telephone socket outlet | item no.286 | 3 | Nos. | 129.77 |  |  | Excess(+) | 1 | Full Conversion | INR | [40 empty] | 389 | 389 | INR Three Hundred & Eighty Nine Only | 3.86 | Telephone socket outlet | item no.286 | 3 | Nos.
3.87 | Modular bell push 6 A one way. . | item no.287 | 3 | Nos. | 122.75 |  |  | Excess(+) | 1 | Full Conversion | INR | [40 empty] | 368 | 368 | INR Three Hundred & Sixty Eight Only | 3.87 | Modular bell push 6 A one way. . | item no.287 | 3 | Nos.
3.88 | Modular Type Electronic Fan regulator | item no.288 | 6 | Nos. | 323.54 |  |  | Excess(+) | 1 | Full Conversion | INR | [40 empty] | 1941 | 1941 | INR One Thousand Nine Hundred & Forty One Only | 3.88 | Modular Type Electronic Fan regulator | item no.288 | 6 | Nos.
3.89 | Modular type blanking plate. | item no.289 | 6 | Nos. | 35.07 |  |  | Excess(+) | 1 | Full Conversion | INR | [40 empty] | 210 | 210 | INR Two Hundred & Ten Only | 3.89 | Modular type blanking plate. | item no.289 | 6 | Nos.
3.9 | Ceiling rose 3-Pin, 5A | item no.290 | 15 | Nos. | 76.28 |  |  | Excess(+) | 1 | Full Conversion | INR | [40 empty] | 1144 | 1144 | INR One Thousand One Hundred & Forty Four Only | 3.9 | Ceiling rose 3-Pin, 5A | item no.290 | 15 | Nos.
3.91 | Brass Batten/ angle Holder | item no.291 | 3 | Nos. | 114.86 |  |  | Excess(+) | 1 | Full Conversion | INR | [40 empty] | 345 | 345 | INR Three Hundred & Forty Five Only | 3.91 | Brass Batten/ angle Holder | item no.291 | 3 | Nos.
3.92 | Supplying and fixing call bell / buzzer suitable for single phase, 230 volts, complete as required. | item no.292 | 3 | Nos. | 86.8 |  |  | Excess(+) | 1 | Full Conversion | INR | [40 empty] | 260 | 260 | INR Two Hundred & Sixty Only | 3.92 | Supplying and fixing call bell / buzzer suitable for single phase, 230 volts, complete as required. | item no.292 | 3 | Nos.
3.93 | S & F MCB of following pole and rating 240/415 volts 'C' series in the existing MCB DB complete with connection, testing & commissioning etc as reqd. ( legrand) | item no.293 | [52 empty] | 3.93 | S & F MCB of following pole and rating 240/415 volts 'C' series in the existing MCB DB complete with connection, testing & commissioning etc as reqd. ( legrand) | item no.293
3.94 | Single Pole 6 amp to 32 amp | item no.294 | 24 | Nos. | 224.46 |  |  | Excess(+) | 1 | Full Conversion | INR | [40 empty] | 5387 | 5387 | INR Five Thousand Three Hundred & Eighty Seven Only | 3.94 | Single Pole 6 amp to 32 amp | item no.294 | 24 | Nos.
3.95 | Single Pole & Neutral 6 amp to 32 amp | item no.295 | 3 | Nos. | 525.21 |  |  | Excess(+) | 1 | Full Conversion | INR | [40 empty] | 1576 | 1576 | INR One Thousand Five Hundred & Seventy Six Only | 3.95 | Single Pole & Neutral 6 amp to 32 amp | item no.295 | 3 | Nos.
3.96 | Supplying and fixing following way, Single pole and neutral, sheet steel, MCB distribution board, 240 Volts, on surface/ recess, complete with tinned copper bus bar, neutral bus bar, earth bar, din bar, interconnections, powder painted including earthing etc.as required. (But without MCB/ RCCB/ Isolator). | item no.296 | [52 empty] | 3.96 | Supplying and fixing following way, Single pole and neutral, sheet steel, MCB distribution board, 240 Volts, on surface/ recess, complete with tinned copper bus bar, neutral bus bar, earth bar, din bar, interconnections, powder painted including earthing etc.as required. (But without MCB/ RCCB/ Isolator). | item no.296
3.97 | 8 way, Double door | item no.297 | 3 | Nos. | 2256.03 |  |  | Excess(+) | 1 | Full Conversion | INR | [40 empty] | 6768 | 6768 | INR Six Thousand Seven Hundred & Sixty Eight Only | 3.97 | 8 way, Double door | item no.297 | 3 | Nos.
3.98 | Supplying and fixing Cable End Box (Loose Wire Box) suitable for following single pole and neutral, sheet steel, MCB distribution board, 240 Volts, on surface/ recess, complete with testing and commissioning etc. as required. | item no.298 | [52 empty] | 3.98 | Supplying and fixing Cable End Box (Loose Wire Box) suitable for following single pole and neutral, sheet steel, MCB distribution board, 240 Volts, on surface/ recess, complete with testing and commissioning etc. as required. | item no.298
3.99 | For 8 way, Double door SPN MCBDB | item no.299 | 3 | Nos. | 729.5 |  |  | Excess(+) | 1 | Full Conversion | INR | [40 empty] | 2189 | 2189 | INR Two Thousand One Hundred & Eighty Nine Only | 3.99 | For 8 way, Double door SPN MCBDB | item no.299 | 3 | Nos.
4 | Supply,Installation,Testing and commissioning LED light fittings integrated (with lamps) including connection,nut bolts, washer and screw etc. after removing old complete as requiired. | item no.300 | [52 empty] | 4 | Supply,Installation,Testing and commissioning LED light fittings integrated (with lamps) including connection,nut bolts, washer and screw etc. after removing old complete as requiired. | item no.300
4.01 | LED light fitting (Integrated) 20 watt with AL-Batten, =>125Lm/w, Make Crompton(Bright linea) or approved Make. | item no.301 | 6 | Nos. | 762 |  |  | Excess(+) | 1 | Full Conversion | INR | [40 empty] | 4572 | 4572 | INR Four Thousand Five Hundred & Seventy Two Only | 4.01 | LED light fitting (Integrated) 20 watt with AL-Batten, =>125Lm/w, Make Crompton(Bright linea) or approved Make. | item no.301 | 6 | Nos.
4.02 | LED wall washer fittng 6 watt Al-die cast (make_Havells_ XING round or equivalent approved make) | item no.302 | 3 | Nos. | 2208 |  |  | Excess(+) | 1 | Full Conversion | INR | [40 empty] | 6624 | 6624 | INR Six Thousand Six Hundred & Twenty Four Only | 4.02 | LED wall washer fittng 6 watt Al-die cast (make_Havells_ XING round or equivalent approved make) | item no.302 | 3 | Nos.
4.03 | wall bracket fitting for B_22 lamp (w/o lamp (make_Hvaells_ CITY3 or equivalent approved make) | item no.303 | 3 | Nos. | 582 |  |  | Excess(+) | 1 | Full Conversion | INR | [40 empty] | 1746 | 1746 | INR One Thousand Seven Hundred & Forty Six Only | 4.03 | wall bracket fitting for B_22 lamp (w/o lamp (make_Hvaells_ CITY3 or equivalent approved make) | item no.303 | 3 | Nos.
4.04 | Supply,Installation,Testing and commissioning LED down light,mirror & bulk head light fittings (integrated type) including connection,nut bolts, washer and screw etc. after removing old complete as requiired. | item no.304 | [52 empty] | 4.04 | Supply,Installation,Testing and commissioning LED down light,mirror & bulk head light fittings (integrated type) including connection,nut bolts, washer and screw etc. after removing old complete as requiired. | item no.304
4.05 | LED Ceiling Light 10watt FR-plastic_housing (round/square shape), Make Crompton-Royal Rimless-R (Cat No. LCRP-10-CDL) or approved Make. | item no.305 | 3 | Nos. | 661 |  |  | Excess(+) | 1 | Full Conversion | INR | [40 empty] | 1983 | 1983 | INR One Thousand Nine Hundred & Eighty Three Only | 4.05 | LED Ceiling Light 10watt FR-plastic_housing (round/square shape), Make Crompton-Royal Rimless-R (Cat No. LCRP-10-CDL) or approved Make. | item no.305 | 3 | Nos.
4.06 | LED Ceiling Light 15watt FR-plastic_housing (round/square shape), Make Crompton-Royal Rimless-R (Cat No. LCRP-15-CDL) or approved Make. | item no.306 | 6 | Nos. | 828 |  |  | Excess(+) | 1 | Full Conversion | INR | [40 empty] | 4968 | 4968 | INR Four Thousand Nine Hundred & Sixty Eight Only | 4.06 | LED Ceiling Light 15watt FR-plastic_housing (round/square shape), Make Crompton-Royal Rimless-R (Cat No. LCRP-15-CDL) or approved Make. | item no.306 | 6 | Nos.
4.07 | LED Mirror Light 9 watt, 900lm, 2 ft long, Make_Philiphs (Astra line) or approved Make. | item no.307 | 3 | Nos. | 561 |  |  | Excess(+) | 1 | Full Conversion | INR | [40 empty] | 1683 | 1683 | INR One Thousand Six Hundred & Eighty Three Only | 4.07 | LED Mirror Light 9 watt, 900lm, 2 ft long, Make_Philiphs (Astra line) or approved Make. | item no.307 | 3 | Nos.
4.08 | S & F 3 mm thick phenolic laminated sheet on existing board with brass screw & cup washer etc as reqd. | item no.308 | 200 | Sq.in. | 2.68 |  |  | Excess(+) | 1 | Full Conversion | INR | [40 empty] | 536 | 536 | INR Five Hundred & Thirty Six Only | 4.08 | S & F 3 mm thick phenolic laminated sheet on existing board with brass screw & cup washer etc as reqd. | item no.308 | 200 | Sq.in.
4.09 | Supply, fixing, testing and commissioning domestic fresh air ventilation fan, 10" dia,plastic body,1Ǿ AC power supply,50 Hz complete as required. (Cromption ventitus or approved Make) | item no.309 | 3 | Nos. | 1602 |  |  | Excess(+) | 1 | Full Conversion | INR | [40 empty] | 4806 | 4806 | INR Four Thousand Eight Hundred & Six Only | 4.09 | Supply, fixing, testing and commissioning domestic fresh air ventilation fan, 10" dia,plastic body,1Ǿ AC power supply,50 Hz complete as required. (Cromption ventitus or approved Make) | item no.309 | 3 | Nos.
4.1 | Providing & fixing of size 32 mm x 12.5 mm. DLP mini trunking system with independent cover as reqd. | item no.310 | 50 | Mtrs | 140 |  |  | Excess(+) | 1 | Full Conversion | INR | [40 empty] | 7000 | 7000 | INR Seven Thousand Only | 4.1 | Providing & fixing of size 32 mm x 12.5 mm. DLP mini trunking system with independent cover as reqd. | item no.310 | 50 | Mtrs
4.11 | Providing & fixing accessories for 32 mm x 12.5 mm size of DLP mini trunking system as reqd. | item no.311 | [52 empty] | 4.11 | Providing & fixing accessories for 32 mm x 12.5 mm size of DLP mini trunking system as reqd. | item no.311
4.12 | Flat junction | item no.312 | 5 | Nos. | 96 |  |  | Excess(+) | 1 | Full Conversion | INR | [40 empty] | 480 | 480 | INR Four Hundred & Eighty Only | 4.12 | Flat junction | item no.312 | 5 | Nos.
4.13 | Changeable flat angle | item no.313 | 10 | Nos. | 74 |  |  | Excess(+) | 1 | Full Conversion | INR | [40 empty] | 740 | 740 | INR Seven Hundred & Forty Only | 4.13 | Changeable flat angle | item no.313 | 10 | Nos.
4.14 | Changeable internal /External angle | item no.314 | 10 | Nos. | 66 |  |  | Excess(+) | 1 | Full Conversion | INR | [40 empty] | 660 | 660 | INR Six Hundred & Sixty Only | 4.14 | Changeable internal /External angle | item no.314 | 10 | Nos.
4.15 | End cap left or right | item no.315 | 5 | Nos. | 50 |  |  | Excess(+) | 1 | Full Conversion | INR | [40 empty] | 250 | 250 | INR Two Hundred & Fifty Only | 4.15 | End cap left or right | item no.315 | 5 | Nos.
4.16 | Providing & fixing of size 32 mm x 20 mm. DLP mini trunking system with independent cover as reqd. | item no.316 | 25 | Mtrs | 179 |  |  | Excess(+) | 1 | Full Conversion | INR | [40 empty] | 4475 | 4475 | INR Four Thousand Four Hundred & Seventy Five Only | 4.16 | Providing & fixing of size 32 mm x 20 mm. DLP mini trunking system with independent cover as reqd. | item no.316 | 25 | Mtrs
4.17 | Providing & fixing accessories for 32 mm x 20 mm size of DLP mini trunking system as reqd. | item no.317 | [52 empty] | 4.17 | Providing & fixing accessories for 32 mm x 20 mm size of DLP mini trunking system as reqd. | item no.317
4.18 | Flat junction | item no.318 | 5 | Nos. | 94 |  |  | Excess(+) | 1 | Full Conversion | INR | [40 empty] | 470 | 470 | INR Four Hundred & Seventy Only | 4.18 | Flat junction | item no.318 | 5 | Nos.
4.19 | Changeable flat angle | item no.319 | 5 | Nos. | 80 |  |  | Excess(+) | 1 | Full Conversion | INR | [40 empty] | 400 | 400 | INR Four Hundred Only | 4.19 | Changeable flat angle | item no.319 | 5 | Nos.
4.2 | Changeable internal /External angle | item no.320 | 5 | Nos. | 96 |  |  | Excess(+) | 1 | Full Conversion | INR | [40 empty] | 480 | 480 | INR Four Hundred & Eighty Only | 4.2 | Changeable internal /External angle | item no.320 | 5 | Nos.
4.21 | End cap left or right | item no.321 | 5 | Nos. | 100 |  |  | Excess(+) | 1 | Full Conversion | INR | [40 empty] | 500 | 500 | INR Five Hundred Only | 4.21 | End cap left or right | item no.321 | 5 | Nos.
4.22 | Providing & fixing of 105 mm x 50 mm size of DLP trunking on surface with suitable plug & screws as reqd. | item no.322 | 15 | Mtrs. | 735 |  |  | Excess(+) | 1 | Full Conversion | INR | [40 empty] | 11025 | 11025 | INR Eleven Thousand &Twenty Five Only | 4.22 | Providing & fixing of 105 mm x 50 mm size of DLP trunking on surface with suitable plug & screws as reqd. | item no.322 | 15 | Mtrs.
4.23 | Providing & fixing of accessories for 105 mm x 50 mm size of DLP trunking system as reqd. | item no.323 | [52 empty] | 4.23 | Providing & fixing of accessories for 105 mm x 50 mm size of DLP trunking system as reqd. | item no.323
4.24 | Flexible cover for 85 mm width | item no.324 | 15 | Mtr | 334 |  |  | Excess(+) | 1 | Full Conversion | INR | [40 empty] | 5010 | 5010 | INR Five Thousand &Ten Only | 4.24 | Flexible cover for 85 mm width | item no.324 | 15 | Mtr
4.25 | Partition | item no.325 | 10 | Mtr | 213 |  |  | Excess(+) | 1 | Full Conversion | INR | [40 empty] | 2130 | 2130 | INR Two Thousand One Hundred & Thirty Only | 4.25 | Partition | item no.325 | 10 | Mtr
4.26 | Flat junction | item no.326 | 2 | Nos. | 397 |  |  | Excess(+) | 1 | Full Conversion | INR | [40 empty] | 794 | 794 | INR Seven Hundred & Ninety Four Only | 4.26 | Flat junction | item no.326 | 2 | Nos.
4.27 | Flat angle | item no.327 | 5 | Nos. | 524 |  |  | Excess(+) | 1 | Full Conversion | INR | [40 empty] | 2620 | 2620 | INR Two Thousand Six Hundred & Twenty Only | 4.27 | Flat angle | item no.327 | 5 | Nos.
4.28 | Internal angle adjustable from 80 - 100 | item no.328 | 5 | Nos. | 383 |  |  | Excess(+) | 1 | Full Conversion | INR | [40 empty] | 1915 | 1915 | INR One Thousand Nine Hundred & Fifteen Only | 4.28 | Internal angle adjustable from 80 - 100 | item no.328 | 5 | Nos.
4.29 | External angle adjustable from 60 - 120 | item no.329 | 5 | Nos. | 374 |  |  | Excess(+) | 1 | Full Conversion | INR | [40 empty] | 1870 | 1870 | INR One Thousand Eight Hundred & Seventy Only | 4.29 | External angle adjustable from 60 - 120 | item no.329 | 5 | Nos.
4.3 | Base Joint | item no.330 | 5 | Nos. | 78 |  |  | Excess(+) | 1 | Full Conversion | INR | [40 empty] | 390 | 390 | INR Three Hundred & Ninety Only | 4.3 | Base Joint | item no.330 | 5 | Nos.
4.31 | cover Joint for 85 mm width | item no.331 | 15 | Nos. | 173 |  |  | Excess(+) | 1 | Full Conversion | INR | [40 empty] | 2595 | 2595 | INR Two Thousand Five Hundred & Ninety Five Only | 4.31 | cover Joint for 85 mm width | item no.331 | 15 | Nos.
4.32 | Base Clips | item no.332 | 30 | Nos. | 72 |  |  | Excess(+) | 1 | Full Conversion | INR | [40 empty] | 2160 | 2160 | INR Two Thousand One Hundred & Sixty Only | 4.32 | Base Clips | item no.332 | 30 | Nos.
4.33 | End Caps | item no.333 | 5 | Nos. | 151 |  |  | Excess(+) | 1 | Full Conversion | INR | [40 empty] | 755 | 755 | INR Seven Hundred & Fifty Five Only | 4.33 | End Caps | item no.333 | 5 | Nos.
4.34 | Dismentling of switch board/MS/PVC boxes of any size up to 250x300x100 mm on surface/ recessed including making good and painting with enemel paint etc as required | item no.334 | 10 | Nos. | 69 |  |  | Excess(+) | 1 | Full Conversion | INR | [40 empty] | 690 | 690 | INR Six Hundred & Ninety Only | 4.34 | Dismentling of switch board/MS/PVC boxes of any size up to 250x300x100 mm on surface/ recessed including making good and painting with enemel paint etc as required | item no.334 | 10 | Nos.
4.35 | Dismentling the old wood batten/PVC casing caping of all sizes from surface & making good the damaged I/c filling the holes of the surface and depositing the same as reqd. | item no.335 | 25 | Mtr. | 7 |  |  | Excess(+) | 1 | Full Conversion | INR | [40 empty] | 175 | 175 | INR One Hundred & Seventy Five Only | 4.35 | Dismentling the old wood batten/PVC casing caping of all sizes from surface & making good the damaged I/c filling the holes of the surface and depositing the same as reqd. | item no.335 | 25 | Mtr.
4.36 | Dismentling, disconnecting 3x1.5 /2.5 /4.0 /6.0 /10.0 sq mm wire from existing conduit pipe casing and caping and making role and depositing in store as reqd. | item no.336 | 30 | Mtr. | 4 |  |  | Excess(+) | 1 | Full Conversion | INR | [40 empty] | 120 | 120 | INR One Hundred & Twenty Only | 4.36 | Dismentling, disconnecting 3x1.5 /2.5 /4.0 /6.0 /10.0 sq mm wire from existing conduit pipe casing and caping and making role and depositing in store as reqd. | item no.336 | 30 | Mtr.
4.37 | Drawing of optical/ RG-6 cable / network cable/ wiring cable/ telephone cable in existing surface /concealed conduits reqd. | item no.337 | 60 | Mtrs | 19 |  |  | Excess(+) | 1 | Full Conversion | INR | [40 empty] | 1140 | 1140 | INR One Thousand One Hundred & Forty Only | 4.37 | Drawing of optical/ RG-6 cable / network cable/ wiring cable/ telephone cable in existing surface /concealed conduits reqd. | item no.337 | 60 | Mtrs
4.38 | Fixing PVC/MS / data box/ router box of any size on surface/recessed including rag bolts etc. complete as required. | item no.338 | 4 | Nos. | 89 |  |  | Excess(+) | 1 | Full Conversion | INR | [40 empty] | 356 | 356 | INR Three Hundred & Fifty Six Only | 4.38 | Fixing PVC/MS / data box/ router box of any size on surface/recessed including rag bolts etc. complete as required. | item no.338 | 4 | Nos.
Total in Figures | [51 empty] | 1617226 | 1617226 | Sixteen Lakh Seventeen Thousand Two Hundred & Twenty Six Only
Quoted Rate in Figures |  |  |  | Select | [47 empty] | 0 | 0 | INR Zero Only
Quoted Rate in Words |  | INR Zero Only
Note on K16: gepadmin: 1. If you choose "Full Conversion" then Column BA (AMOUNT) and Column BB (TAXES) BOTH values will be convert based on selected Currency in (Column L). 2. If you choose "Partial Conversion" then Column BA (AMOUNT) only will be converted based on selected currency (Column L) and Column BB (TAXES) value (INR) will be added to the converted values.
Note on K19: gepadmin: 1. If you choose "Full Conversion" then Column BA (AMOUNT) and Column BB (TAXES) BOTH values will be convert based on selected Currency in (Column L). 2. If you choose "Partial Conversion" then Column BA (AMOUNT) only will be converted based on selected currency (Column L) and Column BB (TAXES) value (INR) will be added to the converted values.
Note on K20: gepadmin: 1. If you choose "Full Conversion" then Column BA (AMOUNT) and Column BB (TAXES) BOTH values will be convert based on selected Currency in (Column L). 2. If you choose "Partial Conversion" then Column BA (AMOUNT) only will be converted based on selected currency (Column L) and Column BB (TAXES) value (INR) will be added to the converted values.
Note on K22: gepadmin: 1. If you choose "Full Conversion" then Column BA (AMOUNT) and Column BB (TAXES) BOTH values will be convert based on selected Currency in (Column L). 2. If you choose "Partial Conversion" then Column BA (AMOUNT) only will be converted based on selected currency (Column L) and Column BB (TAXES) value (INR) will be added to the converted values.
Note on K25: gepadmin: 1. If you choose "Full Conversion" then Column BA (AMOUNT) and Column BB (TAXES) BOTH values will be convert based on selected Currency in (Column L). 2. If you choose "Partial Conversion" then Column BA (AMOUNT) only will be converted based on selected currency (Column L) and Column BB (TAXES) value (INR) will be added to the converted values.
Note on K27: gepadmin: 1. If you choose "Full Conversion" then Column BA (AMOUNT) and Column BB (TAXES) BOTH values will be convert based on selected Currency in (Column L). 2. If you choose "Partial Conversion" then Column BA (AMOUNT) only will be converted based on selected currency (Column L) and Column BB (TAXES) value (INR) will be added to the converted values.
Note on K28: gepadmin: 1. If you choose "Full Conversion" then Column BA (AMOUNT) and Column BB (TAXES) BOTH values will be convert based on selected Currency in (Column L). 2. If you choose "Partial Conversion" then Column BA (AMOUNT) only will be converted based on selected currency (Column L) and Column BB (TAXES) value (INR) will be added to the converted values.
Note on K31: gepadmin: 1. If you choose "Full Conversion" then Column BA (AMOUNT) and Column BB (TAXES) BOTH values will be convert based on selected Currency in (Column L). 2. If you choose "Partial Conversion" then Column BA (AMOUNT) only will be converted based on selected currency (Column L) and Column BB (TAXES) value (INR) will be added to the converted values.
Note on K32: gepadmin: 1. If you choose "Full Conversion" then Column BA (AMOUNT) and Column BB (TAXES) BOTH values will be convert based on selected Currency in (Column L). 2. If you choose "Partial Conversion" then Column BA (AMOUNT) only will be converted based on selected currency (Column L) and Column BB (TAXES) value (INR) will be added to the converted values.
Note on K34: gepadmin: 1. If you choose "Full Conversion" then Column BA (AMOUNT) and Column BB (TAXES) BOTH values will be convert based on selected Currency in (Column L). 2. If you choose "Partial Conversion" then Column BA (AMOUNT) only will be converted based on selected currency (Column L) and Column BB (TAXES) value (INR) will be added to the converted values.
Note on K35: gepadmin: 1. If you choose "Full Conversion" then Column BA (AMOUNT) and Column BB (TAXES) BOTH values will be convert based on selected Currency in (Column L). 2. If you choose "Partial Conversion" then Column BA (AMOUNT) only will be converted based on selected currency (Column L) and Column BB (TAXES) value (INR) will be added to the converted values.
Note on K36: gepadmin: 1. If you choose "Full Conversion" then Column BA (AMOUNT) and Column BB (TAXES) BOTH values will be convert based on selected Currency in (Column L). 2. If you choose "Partial Conversion" then Column BA (AMOUNT) only will be converted based on selected currency (Column L) and Column BB (TAXES) value (INR) will be added to the converted values.
Note on K37: gepadmin: 1. If you choose "Full Conversion" then Column BA (AMOUNT) and Column BB (TAXES) BOTH values will be convert based on selected Currency in (Column L). 2. If you choose "Partial Conversion" then Column BA (AMOUNT) only will be converted based on selected currency (Column L) and Column BB (TAXES) value (INR) will be added to the converted values.
Note on K39: gepadmin: 1. If you choose "Full Conversion" then Column BA (AMOUNT) and Column BB (TAXES) BOTH values will be convert based on selected Currency in (Column L). 2. If you choose "Partial Conversion" then Column BA (AMOUNT) only will be converted based on selected currency (Column L) and Column BB (TAXES) value (INR) will be added to the converted values.
Note on K41: gepadmin: 1. If you choose "Full Conversion" then Column BA (AMOUNT) and Column BB (TAXES) BOTH values will be convert based on selected Currency in (Column L). 2. If you choose "Partial Conversion" then Column BA (AMOUNT) only will be converted based on selected currency (Column L) and Column BB (TAXES) value (INR) will be added to the converted values.
Note on K43: gepadmin: 1. If you choose "Full Conversion" then Column BA (AMOUNT) and Column BB (TAXES) BOTH values will be convert based on selected Currency in (Column L). 2. If you choose "Partial Conversion" then Column BA (AMOUNT) only will be converted based on selected currency (Column L) and Column BB (TAXES) value (INR) will be added to the converted values.
Note on K44: gepadmin: 1. If you choose "Full Conversion" then Column BA (AMOUNT) and Column BB (TAXES) BOTH values will be convert based on selected Currency in (Column L). 2. If you choose "Partial Conversion" then Column BA (AMOUNT) only will be converted based on selected currency (Column L) and Column BB (TAXES) value (INR) will be added to the converted values.
Note on K47: gepadmin: 1. If you choose "Full Conversion" then Column BA (AMOUNT) and Column BB (TAXES) BOTH values will be convert based on selected Currency in (Column L). 2. If you choose "Partial Conversion" then Column BA (AMOUNT) only will be converted based on selected currency (Column L) and Column BB (TAXES) value (INR) will be added to the converted values.
Note on K49: gepadmin: 1. If you choose "Full Conversion" then Column BA (AMOUNT) and Column BB (TAXES) BOTH values will be convert based on selected Currency in (Column L). 2. If you choose "Partial Conversion" then Column BA (AMOUNT) only will be converted based on selected currency (Column L) and Column BB (TAXES) value (INR) will be added to the converted values.
Note on K51: gepadmin: 1. If you choose "Full Conversion" then Column BA (AMOUNT) and Column BB (TAXES) BOTH values will be convert based on selected Currency in (Column L). 2. If you choose "Partial Conversion" then Column BA (AMOUNT) only will be converted based on selected currency (Column L) and Column BB (TAXES) value (INR) will be added to the converted values.
Note on K53: gepadmin: 1. If you choose "Full Conversion" then Column BA (AMOUNT) and Column BB (TAXES) BOTH values will be convert based on selected Currency in (Column L). 2. If you choose "Partial Conversion" then Column BA (AMOUNT) only will be converted based on selected currency (Column L) and Column BB (TAXES) value (INR) will be added to the converted values.
Note on K54: gepadmin: 1. If you choose "Full Conversion" then Column BA (AMOUNT) and Column BB (TAXES) BOTH values will be convert based on selected Currency in (Column L). 2. If you choose "Partial Conversion" then Column BA (AMOUNT) only will be converted based on selected currency (Column L) and Column BB (TAXES) value (INR) will be added to the converted values.
Note on K58: gepadmin: 1. If you choose "Full Conversion" then Column BA (AMOUNT) and Column BB (TAXES) BOTH values will be convert based on selected Currency in (Column L). 2. If you choose "Partial Conversion" then Column BA (AMOUNT) only will be converted based on selected currency (Column L) and Column BB (TAXES) value (INR) will be added to the converted values.
Note on K60: gepadmin: 1. If you choose "Full Conversion" then Column BA (AMOUNT) and Column BB (TAXES) BOTH values will be convert based on selected Currency in (Column L). 2. If you choose "Partial Conversion" then Column BA (AMOUNT) only will be converted based on selected currency (Column L) and Column BB (TAXES) value (INR) will be added to the converted values.
Note on K61: gepadmin: 1. If you choose "Full Conversion" then Column BA (AMOUNT) and Column BB (TAXES) BOTH values will be convert based on selected Currency in (Column L). 2. If you choose "Partial Conversion" then Column BA (AMOUNT) only will be converted based on selected currency (Column L) and Column BB (TAXES) value (INR) will be added to the converted values.
Note on K62: gepadmin: 1. If you choose "Full Conversion" then Column BA (AMOUNT) and Column BB (TAXES) BOTH values will be convert based on selected Currency in (Column L). 2. If you choose "Partial Conversion" then Column BA (AMOUNT) only will be converted based on selected currency (Column L) and Column BB (TAXES) value (INR) will be added to the converted values.
Note on K65: gepadmin: 1. If you choose "Full Conversion" then Column BA (AMOUNT) and Column BB (TAXES) BOTH values will be convert based on selected Currency in (Column L). 2. If you choose "Partial Conversion" then Column BA (AMOUNT) only will be converted based on selected currency (Column L) and Column BB (TAXES) value (INR) will be added to the converted values.
Note on K67: gepadmin: 1. If you choose "Full Conversion" then Column BA (AMOUNT) and Column BB (TAXES) BOTH values will be convert based on selected Currency in (Column L). 2. If you choose "Partial Conversion" then Column BA (AMOUNT) only will be converted based on selected currency (Column L) and Column BB (TAXES) value (INR) will be added to the converted values.
Note on K68: gepadmin: 1. If you choose "Full Conversion" then Column BA (AMOUNT) and Column BB (TAXES) BOTH values will be convert based on selected Currency in (Column L). 2. If you choose "Partial Conversion" then Column BA (AMOUNT) only will be converted based on selected currency (Column L) and Column BB (TAXES) value (INR) will be added to the converted values.
Note on K69: gepadmin: 1. If you choose "Full Conversion" then Column BA (AMOUNT) and Column BB (TAXES) BOTH values will be convert based on selected Currency in (Column L). 2. If you choose "Partial Conversion" then Column BA (AMOUNT) only will be converted based on selected currency (Column L) and Column BB (TAXES) value (INR) will be added to the converted values.
Note on K70: gepadmin: 1. If you choose "Full Conversion" then Column BA (AMOUNT) and Column BB (TAXES) BOTH values will be convert based on selected Currency in (Column L). 2. If you choose "Partial Conversion" then Column BA (AMOUNT) only will be converted based on selected currency (Column L) and Column BB (TAXES) value (INR) will be added to the converted values.
Note on K72: gepadmin: 1. If you choose "Full Conversion" then Column BA (AMOUNT) and Column BB (TAXES) BOTH values will be convert based on selected Currency in (Column L). 2. If you choose "Partial Conversion" then Column BA (AMOUNT) only will be converted based on selected currency (Column L) and Column BB (TAXES) value (INR) will be added to the converted values.
Note on K74: gepadmin: 1. If you choose "Full Conversion" then Column BA (AMOUNT) and Column BB (TAXES) BOTH values will be convert based on selected Currency in (Column L). 2. If you choose "Partial Conversion" then Column BA (AMOUNT) only will be converted based on selected currency (Column L) and Column BB (TAXES) value (INR) will be added to the converted values.
Note on K75: gepadmin: 1. If you choose "Full Conversion" then Column BA (AMOUNT) and Column BB (TAXES) BOTH values will be convert based on selected Currency in (Column L). 2. If you choose "Partial Conversion" then Column BA (AMOUNT) only will be converted based on selected currency (Column L) and Column BB (TAXES) value (INR) will be added to the converted values.
Note on K76: gepadmin: 1. If you choose "Full Conversion" then Column BA (AMOUNT) and Column BB (TAXES) BOTH values will be convert based on selected Currency in (Column L). 2. If you choose "Partial Conversion" then Column BA (AMOUNT) only will be converted based on selected currency (Column L) and Column BB (TAXES) value (INR) will be added to the converted values.
Note on K78: gepadmin: 1. If you choose "Full Conversion" then Column BA (AMOUNT) and Column BB (TAXES) BOTH values will be convert based on selected Currency in (Column L). 2. If you choose "Partial Conversion" then Column BA (AMOUNT) only will be converted based on selected currency (Column L) and Column BB (TAXES) value (INR) will be added to the converted values.
Note on K80: gepadmin: 1. If you choose "Full Conversion" then Column BA (AMOUNT) and Column BB (TAXES) BOTH values will be convert based on selected Currency in (Column L). 2. If you choose "Partial Conversion" then Column BA (AMOUNT) only will be converted based on selected currency (Column L) and Column BB (TAXES) value (INR) will be added to the converted values.
Note on K82: gepadmin: 1. If you choose "Full Conversion" then Column BA (AMOUNT) and Column BB (TAXES) BOTH values will be convert based on selected Currency in (Column L). 2. If you choose "Partial Conversion" then Column BA (AMOUNT) only will be converted based on selected currency (Column L) and Column BB (TAXES) value (INR) will be added to the converted values.
Note on K84: gepadmin: 1. If you choose "Full Conversion" then Column BA (AMOUNT) and Column BB (TAXES) BOTH values will be convert based on selected Currency in (Column L). 2. If you choose "Partial Conversion" then Column BA (AMOUNT) only will be converted based on selected currency (Column L) and Column BB (TAXES) value (INR) will be added to the converted values.
Note on K86: gepadmin: 1. If you choose "Full Conversion" then Column BA (AMOUNT) and Column BB (TAXES) BOTH values will be convert based on selected Currency in (Column L). 2. If you choose "Partial Conversion" then Column BA (AMOUNT) only will be converted based on selected currency (Column L) and Column BB (TAXES) value (INR) will be added to the converted values.
Note on K88: gepadmin: 1. If you choose "Full Conversion" then Column BA (AMOUNT) and Column BB (TAXES) BOTH values will be convert based on selected Currency in (Column L). 2. If you choose "Partial Conversion" then Column BA (AMOUNT) only will be converted based on selected currency (Column L) and Column BB (TAXES) value (INR) will be added to the converted values.
Note on K90: gepadmin: 1. If you choose "Full Conversion" then Column BA (AMOUNT) and Column BB (TAXES) BOTH values will be convert based on selected Currency in (Column L). 2. If you choose "Partial Conversion" then Column BA (AMOUNT) only will be converted based on selected currency (Column L) and Column BB (TAXES) value (INR) will be added to the converted values.
Note on K93: gepadmin: 1. If you choose "Full Conversion" then Column BA (AMOUNT) and Column BB (TAXES) BOTH values will be convert based on selected Currency in (Column L). 2. If you choose "Partial Conversion" then Column BA (AMOUNT) only will be converted based on selected currency (Column L) and Column BB (TAXES) value (INR) will be added to the converted values.
Note on K95: gepadmin: 1. If you choose "Full Conversion" then Column BA (AMOUNT) and Column BB (TAXES) BOTH values will be convert based on selected Currency in (Column L). 2. If you choose "Partial Conversion" then Column BA (AMOUNT) only will be converted based on selected currency (Column L) and Column BB (TAXES) value (INR) will be added to the converted values.
Note on K97: gepadmin: 1. If you choose "Full Conversion" then Column BA (AMOUNT) and Column BB (TAXES) BOTH values will be convert based on selected Currency in (Column L). 2. If you choose "Partial Conversion" then Column BA (AMOUNT) only will be converted based on selected currency (Column L) and Column BB (TAXES) value (INR) will be added to the converted values.
Note on K100: gepadmin: 1. If you choose "Full Conversion" then Column BA (AMOUNT) and Column BB (TAXES) BOTH values will be convert based on selected Currency in (Column L). 2. If you choose "Partial Conversion" then Column BA (AMOUNT) only will be converted based on selected currency (Column L) and Column BB (TAXES) value (INR) will be added to the converted values.
Note on K101: gepadmin: 1. If you choose "Full Conversion" then Column BA (AMOUNT) and Column BB (TAXES) BOTH values will be convert based on selected Currency in (Column L). 2. If you choose "Partial Conversion" then Column BA (AMOUNT) only will be converted based on selected currency (Column L) and Column BB (TAXES) value (INR) will be added to the converted values.
Note on K102: gepadmin: 1. If you choose "Full Conversion" then Column BA (AMOUNT) and Column BB (TAXES) BOTH values will be convert based on selected Currency in (Column L). 2. If you choose "Partial Conversion" then Column BA (AMOUNT) only will be converted based on selected currency (Column L) and Column BB (TAXES) value (INR) will be added to the converted values.
Note on K105: gepadmin: 1. If you choose "Full Conversion" then Column BA (AMOUNT) and Column BB (TAXES) BOTH values will be convert based on selected Currency in (Column L). 2. If you choose "Partial Conversion" then Column BA (AMOUNT) only will be converted based on selected currency (Column L) and Column BB (TAXES) value (INR) will be added to the converted values.
Note on K107: gepadmin: 1. If you choose "Full Conversion" then Column BA (AMOUNT) and Column BB (TAXES) BOTH values will be convert based on selected Currency in (Column L). 2. If you choose "Partial Conversion" then Column BA (AMOUNT) only will be converted based on selected currency (Column L) and Column BB (TAXES) value (INR) will be added to the converted values.
Note on K109: gepadmin: 1. If you choose "Full Conversion" then Column BA (AMOUNT) and Column BB (TAXES) BOTH values will be convert based on selected Currency in (Column L). 2. If you choose "Partial Conversion" then Column BA (AMOUNT) only will be converted based on selected currency (Column L) and Column BB (TAXES) value (INR) will be added to the converted values.
Note on K111: gepadmin: 1. If you choose "Full Conversion" then Column BA (AMOUNT) and Column BB (TAXES) BOTH values will be convert based on selected Currency in (Column L). 2. If you choose "Partial Conversion" then Column BA (AMOUNT) only will be converted based on selected currency (Column L) and Column BB (TAXES) value (INR) will be added to the converted values.
Note on K113: gepadmin: 1. If you choose "Full Conversion" then Column BA (AMOUNT) and Column BB (TAXES) BOTH values will be convert based on selected Currency in (Column L). 2. If you choose "Partial Conversion" then Column BA (AMOUNT) only will be converted based on selected currency (Column L) and Column BB (TAXES) value (INR) will be added to the converted values.
Note on K115: gepadmin: 1. If you choose "Full Conversion" then Column BA (AMOUNT) and Column BB (TAXES) BOTH values will be convert based on selected Currency in (Column L). 2. If you choose "Partial Conversion" then Column BA (AMOUNT) only will be converted based on selected currency (Column L) and Column BB (TAXES) value (INR) will be added to the converted values.
Note on K116: gepadmin: 1. If you choose "Full Conversion" then Column BA (AMOUNT) and Column BB (TAXES) BOTH values will be convert based on selected Currency in (Column L). 2. If you choose "Partial Conversion" then Column BA (AMOUNT) only will be converted based on selected currency (Column L) and Column BB (TAXES) value (INR) will be added to the converted values.
Note on K118: gepadmin: 1. If you choose "Full Conversion" then Column BA (AMOUNT) and Column BB (TAXES) BOTH values will be convert based on selected Currency in (Column L). 2. If you choose "Partial Conversion" then Column BA (AMOUNT) only will be converted based on selected currency (Column L) and Column BB (TAXES) value (INR) will be added to the converted values.
Note on K119: gepadmin: 1. If you choose "Full Conversion" then Column BA (AMOUNT) and Column BB (TAXES) BOTH values will be convert based on selected Currency in (Column L). 2. If you choose "Partial Conversion" then Column BA (AMOUNT) only will be converted based on selected currency (Column L) and Column BB (TAXES) value (INR) will be added to the converted values.
Note on K121: gepadmin: 1. If you choose "Full Conversion" then Column BA (AMOUNT) and Column BB (TAXES) BOTH values will be convert based on selected Currency in (Column L). 2. If you choose "Partial Conversion" then Column BA (AMOUNT) only will be converted based on selected currency (Column L) and Column BB (TAXES) value (INR) will be added to the converted values.
Note on K122: gepadmin: 1. If you choose "Full Conversion" then Column BA (AMOUNT) and Column BB (TAXES) BOTH values will be convert based on selected Currency in (Column L). 2. If you choose "Partial Conversion" then Column BA (AMOUNT) only will be converted based on selected currency (Column L) and Column BB (TAXES) value (INR) will be added to the converted values.
Note on K124: gepadmin: 1. If you choose "Full Conversion" then Column BA (AMOUNT) and Column BB (TAXES) BOTH values will be convert based on selected Currency in (Column L). 2. If you choose "Partial Conversion" then Column BA (AMOUNT) only will be converted based on selected currency (Column L) and Column BB (TAXES) value (INR) will be added to the converted values.
Note on K126: gepadmin: 1. If you choose "Full Conversion" then Column BA (AMOUNT) and Column BB (TAXES) BOTH values will be convert based on selected Currency in (Column L). 2. If you choose "Partial Conversion" then Column BA (AMOUNT) only will be converted based on selected currency (Column L) and Column BB (TAXES) value (INR) will be added to the converted values.
Note on K128: gepadmin: 1. If you choose "Full Conversion" then Column BA (AMOUNT) and Column BB (TAXES) BOTH values will be convert based on selected Currency in (Column L). 2. If you choose "Partial Conversion" then Column BA (AMOUNT) only will be converted based on selected currency (Column L) and Column BB (TAXES) value (INR) will be added to the converted values.
Note on K129: gepadmin: 1. If you choose "Full Conversion" then Column BA (AMOUNT) and Column BB (TAXES) BOTH values will be convert based on selected Currency in (Column L). 2. If you choose "Partial Conversion" then Column BA (AMOUNT) only will be converted based on selected currency (Column L) and Column BB (TAXES) value (INR) will be added to the converted values.
Note on K132: gepadmin: 1. If you choose "Full Conversion" then Column BA (AMOUNT) and Column BB (TAXES) BOTH values will be convert based on selected Currency in (Column L). 2. If you choose "Partial Conversion" then Column BA (AMOUNT) only will be converted based on selected currency (Column L) and Column BB (TAXES) value (INR) will be added to the converted values.
Note on K133: gepadmin: 1. If you choose "Full Conversion" then Column BA (AMOUNT) and Column BB (TAXES) BOTH values will be convert based on selected Currency in (Column L). 2. If you choose "Partial Conversion" then Column BA (AMOUNT) only will be converted based on selected currency (Column L) and Column BB (TAXES) value (INR) will be added to the converted values.
Note on K134: gepadmin: 1. If you choose "Full Conversion" then Column BA (AMOUNT) and Column BB (TAXES) BOTH values will be convert based on selected Currency in (Column L). 2. If you choose "Partial Conversion" then Column BA (AMOUNT) only will be converted based on selected currency (Column L) and Column BB (TAXES) value (INR) will be added to the converted values.
Note on K136: gepadmin: 1. If you choose "Full Conversion" then Column BA (AMOUNT) and Column BB (TAXES) BOTH values will be convert based on selected Currency in (Column L). 2. If you choose "Partial Conversion" then Column BA (AMOUNT) only will be converted based on selected currency (Column L) and Column BB (TAXES) value (INR) will be added to the converted values.
Note on K137: gepadmin: 1. If you choose "Full Conversion" then Column BA (AMOUNT) and Column BB (TAXES) BOTH values will be convert based on selected Currency in (Column L). 2. If you choose "Partial Conversion" then Column BA (AMOUNT) only will be converted based on selected currency (Column L) and Column BB (TAXES) value (INR) will be added to the converted values.
Note on K138: gepadmin: 1. If you choose "Full Conversion" then Column BA (AMOUNT) and Column BB (TAXES) BOTH values will be convert based on selected Currency in (Column L). 2. If you choose "Partial Conversion" then Column BA (AMOUNT) only will be converted based on selected currency (Column L) and Column BB (TAXES) value (INR) will be added to the converted values.
Note on K141: gepadmin: 1. If you choose "Full Conversion" then Column BA (AMOUNT) and Column BB (TAXES) BOTH values will be convert based on selected Currency in (Column L). 2. If you choose "Partial Conversion" then Column BA (AMOUNT) only will be converted based on selected currency (Column L) and Column BB (TAXES) value (INR) will be added to the converted values.
Note on K143: gepadmin: 1. If you choose "Full Conversion" then Column BA (AMOUNT) and Column BB (TAXES) BOTH values will be convert based on selected Currency in (Column L). 2. If you choose "Partial Conversion" then Column BA (AMOUNT) only will be converted based on selected currency (Column L) and Column BB (TAXES) value (INR) will be added to the converted values.
Note on K145: gepadmin: 1. If you choose "Full Conversion" then Column BA (AMOUNT) and Column BB (TAXES) BOTH values will be convert based on selected Currency in (Column L). 2. If you choose "Partial Conversion" then Column BA (AMOUNT) only will be converted based on selected currency (Column L) and Column BB (TAXES) value (INR) will be added to the converted values.
Note on K148: gepadmin: 1. If you choose "Full Conversion" then Column BA (AMOUNT) and Column BB (TAXES) BOTH values will be convert based on selected Currency in (Column L). 2. If you choose "Partial Conversion" then Column BA (AMOUNT) only will be converted based on selected currency (Column L) and Column BB (TAXES) value (INR) will be added to the converted values.
Note on K151: gepadmin: 1. If you choose "Full Conversion" then Column BA (AMOUNT) and Column BB (TAXES) BOTH values will be convert based on selected Currency in (Column L). 2. If you choose "Partial Conversion" then Column BA (AMOUNT) only will be converted based on selected currency (Column L) and Column BB (TAXES) value (INR) will be added to the converted values.
Note on K154: gepadmin: 1. If you choose "Full Conversion" then Column BA (AMOUNT) and Column BB (TAXES) BOTH values will be convert based on selected Currency in (Column L). 2. If you choose "Partial Conversion" then Column BA (AMOUNT) only will be converted based on selected currency (Column L) and Column BB (TAXES) value (INR) will be added to the converted values.
Note on K157: gepadmin: 1. If you choose "Full Conversion" then Column BA (AMOUNT) and Column BB (TAXES) BOTH values will be convert based on selected Currency in (Column L). 2. If you choose "Partial Conversion" then Column BA (AMOUNT) only will be converted based on selected currency (Column L) and Column BB (TAXES) value (INR) will be added to the converted values.
Note on K160: gepadmin: 1. If you choose "Full Conversion" then Column BA (AMOUNT) and Column BB (TAXES) BOTH values will be convert based on selected Currency in (Column L). 2. If you choose "Partial Conversion" then Column BA (AMOUNT) only will be converted based on selected currency (Column L) and Column BB (TAXES) value (INR) will be added to the converted values.
Note on K163: gepadmin: 1. If you choose "Full Conversion" then Column BA (AMOUNT) and Column BB (TAXES) BOTH values will be convert based on selected Currency in (Column L). 2. If you choose "Partial Conversion" then Column BA (AMOUNT) only will be converted based on selected currency (Column L) and Column BB (TAXES) value (INR) will be added to the converted values.
Note on K165: gepadmin: 1. If you choose "Full Conversion" then Column BA (AMOUNT) and Column BB (TAXES) BOTH values will be convert based on selected Currency in (Column L). 2. If you choose "Partial Conversion" then Column BA (AMOUNT) only will be converted based on selected currency (Column L) and Column BB (TAXES) value (INR) will be added to the converted values.
Note on K167: gepadmin: 1. If you choose "Full Conversion" then Column BA (AMOUNT) and Column BB (TAXES) BOTH values will be convert based on selected Currency in (Column L). 2. If you choose "Partial Conversion" then Column BA (AMOUNT) only will be converted based on selected currency (Column L) and Column BB (TAXES) value (INR) will be added to the converted values.
Note on K168: gepadmin: 1. If you choose "Full Conversion" then Column BA (AMOUNT) and Column BB (TAXES) BOTH values will be convert based on selected Currency in (Column L). 2. If you choose "Partial Conversion" then Column BA (AMOUNT) only will be converted based on selected currency (Column L) and Column BB (TAXES) value (INR) will be added to the converted values.
Note on K171: gepadmin: 1. If you choose "Full Conversion" then Column BA (AMOUNT) and Column BB (TAXES) BOTH values will be convert based on selected Currency in (Column L). 2. If you choose "Partial Conversion" then Column BA (AMOUNT) only will be converted based on selected currency (Column L) and Column BB (TAXES) value (INR) will be added to the converted values.
Note on K173: gepadmin: 1. If you choose "Full Conversion" then Column BA (AMOUNT) and Column BB (TAXES) BOTH values will be convert based on selected Currency in (Column L). 2. If you choose "Partial Conversion" then Column BA (AMOUNT) only will be converted based on selected currency (Column L) and Column BB (TAXES) value (INR) will be added to the converted values.
Note on K175: gepadmin: 1. If you choose "Full Conversion" then Column BA (AMOUNT) and Column BB (TAXES) BOTH values will be convert based on selected Currency in (Column L). 2. If you choose "Partial Conversion" then Column BA (AMOUNT) only will be converted based on selected currency (Column L) and Column BB (TAXES) value (INR) will be added to the converted values.
Note on K178: gepadmin: 1. If you choose "Full Conversion" then Column BA (AMOUNT) and Column BB (TAXES) BOTH values will be convert based on selected Currency in (Column L). 2. If you choose "Partial Conversion" then Column BA (AMOUNT) only will be converted based on selected currency (Column L) and Column BB (TAXES) value (INR) will be added to the converted values.
Note on K179: gepadmin: 1. If you choose "Full Conversion" then Column BA (AMOUNT) and Column BB (TAXES) BOTH values will be convert based on selected Currency in (Column L). 2. If you choose "Partial Conversion" then Column BA (AMOUNT) only will be converted based on selected currency (Column L) and Column BB (TAXES) value (INR) will be added to the converted values.
Note on K180: gepadmin: 1. If you choose "Full Conversion" then Column BA (AMOUNT) and Column BB (TAXES) BOTH values will be convert based on selected Currency in (Column L). 2. If you choose "Partial Conversion" then Column BA (AMOUNT) only will be converted based on selected currency (Column L) and Column BB (TAXES) value (INR) will be added to the converted values.
Note on K182: gepadmin: 1. If you choose "Full Conversion" then Column BA (AMOUNT) and Column BB (TAXES) BOTH values will be convert based on selected Currency in (Column L). 2. If you choose "Partial Conversion" then Column BA (AMOUNT) only will be converted based on selected currency (Column L) and Column BB (TAXES) value (INR) will be added to the converted values.
Note on K183: gepadmin: 1. If you choose "Full Conversion" then Column BA (AMOUNT) and Column BB (TAXES) BOTH values will be convert based on selected Currency in (Column L). 2. If you choose "Partial Conversion" then Column BA (AMOUNT) only will be converted based on selected currency (Column L) and Column BB (TAXES) value (INR) will be added to the converted values.
Note on K185: gepadmin: 1. If you choose "Full Conversion" then Column BA (AMOUNT) and Column BB (TAXES) BOTH values will be convert based on selected Currency in (Column L). 2. If you choose "Partial Conversion" then Column BA (AMOUNT) only will be converted based on selected currency (Column L) and Column BB (TAXES) value (INR) will be added to the converted values.
Note on K187: gepadmin: 1. If you choose "Full Conversion" then Column BA (AMOUNT) and Column BB (TAXES) BOTH values will be convert based on selected Currency in (Column L). 2. If you choose "Partial Conversion" then Column BA (AMOUNT) only will be converted based on selected currency (Column L) and Column BB (TAXES) value (INR) will be added to the converted values.
Note on K189: gepadmin: 1. If you choose "Full Conversion" then Column BA (AMOUNT) and Column BB (TAXES) BOTH values will be convert based on selected Currency in (Column L). 2. If you choose "Partial Conversion" then Column BA (AMOUNT) only will be converted based on selected currency (Column L) and Column BB (TAXES) value (INR) will be added to the converted values.
Note on K190: gepadmin: 1. If you choose "Full Conversion" then Column BA (AMOUNT) and Column BB (TAXES) BOTH values will be convert based on selected Currency in (Column L). 2. If you choose "Partial Conversion" then Column BA (AMOUNT) only will be converted based on selected currency (Column L) and Column BB (TAXES) value (INR) will be added to the converted values.
Note on K191: gepadmin: 1. If you choose "Full Conversion" then Column BA (AMOUNT) and Column BB (TAXES) BOTH values will be convert based on selected Currency in (Column L). 2. If you choose "Partial Conversion" then Column BA (AMOUNT) only will be converted based on selected currency (Column L) and Column BB (TAXES) value (INR) will be added to the converted values.
Note on K193: gepadmin: 1. If you choose "Full Conversion" then Column BA (AMOUNT) and Column BB (TAXES) BOTH values will be convert based on selected Currency in (Column L). 2. If you choose "Partial Conversion" then Column BA (AMOUNT) only will be converted based on selected currency (Column L) and Column BB (TAXES) value (INR) will be added to the converted values.
Note on K196: gepadmin: 1. If you choose "Full Conversion" then Column BA (AMOUNT) and Column BB (TAXES) BOTH values will be convert based on selected Currency in (Column L). 2. If you choose "Partial Conversion" then Column BA (AMOUNT) only will be converted based on selected currency (Column L) and Column BB (TAXES) value (INR) will be added to the converted values.
Note on K198: gepadmin: 1. If you choose "Full Conversion" then Column BA (AMOUNT) and Column BB (TAXES) BOTH values will be convert based on selected Currency in (Column L). 2. If you choose "Partial Conversion" then Column BA (AMOUNT) only will be converted based on selected currency (Column L) and Column BB (TAXES) value (INR) will be added to the converted values.
Note on K200: gepadmin: 1. If you choose "Full Conversion" then Column BA (AMOUNT) and Column BB (TAXES) BOTH values will be convert based on selected Currency in (Column L). 2. If you choose "Partial Conversion" then Column BA (AMOUNT) only will be converted based on selected currency (Column L) and Column BB (TAXES) value (INR) will be added to the converted values.
Note on K201: gepadmin: 1. If you choose "Full Conversion" then Column BA (AMOUNT) and Column BB (TAXES) BOTH values will be convert based on selected Currency in (Column L). 2. If you choose "Partial Conversion" then Column BA (AMOUNT) only will be converted based on selected currency (Column L) and Column BB (TAXES) value (INR) will be added to the converted values.
Note on K203: gepadmin: 1. If you choose "Full Conversion" then Column BA (AMOUNT) and Column BB (TAXES) BOTH values will be convert based on selected Currency in (Column L). 2. If you choose "Partial Conversion" then Column BA (AMOUNT) only will be converted based on selected currency (Column L) and Column BB (TAXES) value (INR) will be added to the converted values.
Note on K204: gepadmin: 1. If you choose "Full Conversion" then Column BA (AMOUNT) and Column BB (TAXES) BOTH values will be convert based on selected Currency in (Column L). 2. If you choose "Partial Conversion" then Column BA (AMOUNT) only will be converted based on selected currency (Column L) and Column BB (TAXES) value (INR) will be added to the converted values.
Note on K205: gepadmin: 1. If you choose "Full Conversion" then Column BA (AMOUNT) and Column BB (TAXES) BOTH values will be convert based on selected Currency in (Column L). 2. If you choose "Partial Conversion" then Column BA (AMOUNT) only will be converted based on selected currency (Column L) and Column BB (TAXES) value (INR) will be added to the converted values.
Note on K206: gepadmin: 1. If you choose "Full Conversion" then Column BA (AMOUNT) and Column BB (TAXES) BOTH values will be convert based on selected Currency in (Column L). 2. If you choose "Partial Conversion" then Column BA (AMOUNT) only will be converted based on selected currency (Column L) and Column BB (TAXES) value (INR) will be added to the converted values.
Note on K207: gepadmin: 1. If you choose "Full Conversion" then Column BA (AMOUNT) and Column BB (TAXES) BOTH values will be convert based on selected Currency in (Column L). 2. If you choose "Partial Conversion" then Column BA (AMOUNT) only will be converted based on selected currency (Column L) and Column BB (TAXES) value (INR) will be added to the converted values.
Note on K208: gepadmin: 1. If you choose "Full Conversion" then Column BA (AMOUNT) and Column BB (TAXES) BOTH values will be convert based on selected Currency in (Column L). 2. If you choose "Partial Conversion" then Column BA (AMOUNT) only will be converted based on selected currency (Column L) and Column BB (TAXES) value (INR) will be added to the converted values.
Note on K210: gepadmin: 1. If you choose "Full Conversion" then Column BA (AMOUNT) and Column BB (TAXES) BOTH values will be convert based on selected Currency in (Column L). 2. If you choose "Partial Conversion" then Column BA (AMOUNT) only will be converted based on selected currency (Column L) and Column BB (TAXES) value (INR) will be added to the converted values.
Note on K212: gepadmin: 1. If you choose "Full Conversion" then Column BA (AMOUNT) and Column BB (TAXES) BOTH values will be convert based on selected Currency in (Column L). 2. If you choose "Partial Conversion" then Column BA (AMOUNT) only will be converted based on selected currency (Column L) and Column BB (TAXES) value (INR) will be added to the converted values.
Note on K214: gepadmin: 1. If you choose "Full Conversion" then Column BA (AMOUNT) and Column BB (TAXES) BOTH values will be convert based on selected Currency in (Column L). 2. If you choose "Partial Conversion" then Column BA (AMOUNT) only will be converted based on selected currency (Column L) and Column BB (TAXES) value (INR) will be added to the converted values.
Note on K215: gepadmin: 1. If you choose "Full Conversion" then Column BA (AMOUNT) and Column BB (TAXES) BOTH values will be convert based on selected Currency in (Column L). 2. If you choose "Partial Conversion" then Column BA (AMOUNT) only will be converted based on selected currency (Column L) and Column BB (TAXES) value (INR) will be added to the converted values.
Note on K218: gepadmin: 1. If you choose "Full Conversion" then Column BA (AMOUNT) and Column BB (TAXES) BOTH values will be convert based on selected Currency in (Column L). 2. If you choose "Partial Conversion" then Column BA (AMOUNT) only will be converted based on selected currency (Column L) and Column BB (TAXES) value (INR) will be added to the converted values.
Note on K219: gepadmin: 1. If you choose "Full Conversion" then Column BA (AMOUNT) and Column BB (TAXES) BOTH values will be convert based on selected Currency in (Column L). 2. If you choose "Partial Conversion" then Column BA (AMOUNT) only will be converted based on selected currency (Column L) and Column BB (TAXES) value (INR) will be added to the converted values.
Note on K222: gepadmin: 1. If you choose "Full Conversion" then Column BA (AMOUNT) and Column BB (TAXES) BOTH values will be convert based on selected Currency in (Column L). 2. If you choose "Partial Conversion" then Column BA (AMOUNT) only will be converted based on selected currency (Column L) and Column BB (TAXES) value (INR) will be added to the converted values.
Note on K224: gepadmin: 1. If you choose "Full Conversion" then Column BA (AMOUNT) and Column BB (TAXES) BOTH values will be convert based on selected Currency in (Column L). 2. If you choose "Partial Conversion" then Column BA (AMOUNT) only will be converted based on selected currency (Column L) and Column BB (TAXES) value (INR) will be added to the converted values.
Note on K227: gepadmin: 1. If you choose "Full Conversion" then Column BA (AMOUNT) and Column BB (TAXES) BOTH values will be convert based on selected Currency in (Column L). 2. If you choose "Partial Conversion" then Column BA (AMOUNT) only will be converted based on selected currency (Column L) and Column BB (TAXES) value (INR) will be added to the converted values.
Note on K230: gepadmin: 1. If you choose "Full Conversion" then Column BA (AMOUNT) and Column BB (TAXES) BOTH values will be convert based on selected Currency in (Column L). 2. If you choose "Partial Conversion" then Column BA (AMOUNT) only will be converted based on selected currency (Column L) and Column BB (TAXES) value (INR) will be added to the converted values.
Note on K232: gepadmin: 1. If you choose "Full Conversion" then Column BA (AMOUNT) and Column BB (TAXES) BOTH values will be convert based on selected Currency in (Column L). 2. If you choose "Partial Conversion" then Column BA (AMOUNT) only will be converted based on selected currency (Column L) and Column BB (TAXES) value (INR) will be added to the converted values.
Note on K236: gepadmin: 1. If you choose "Full Conversion" then Column BA (AMOUNT) and Column BB (TAXES) BOTH values will be convert based on selected Currency in (Column L). 2. If you choose "Partial Conversion" then Column BA (AMOUNT) only will be converted based on selected currency (Column L) and Column BB (TAXES) value (INR) will be added to the converted values.
Note on K238: gepadmin: 1. If you choose "Full Conversion" then Column BA (AMOUNT) and Column BB (TAXES) BOTH values will be convert based on selected Currency in (Column L). 2. If you choose "Partial Conversion" then Column BA (AMOUNT) only will be converted based on selected currency (Column L) and Column BB (TAXES) value (INR) will be added to the converted values.
Note on K240: gepadmin: 1. If you choose "Full Conversion" then Column BA (AMOUNT) and Column BB (TAXES) BOTH values will be convert based on selected Currency in (Column L). 2. If you choose "Partial Conversion" then Column BA (AMOUNT) only will be converted based on selected currency (Column L) and Column BB (TAXES) value (INR) will be added to the converted values.
Note on K242: gepadmin: 1. If you choose "Full Conversion" then Column BA (AMOUNT) and Column BB (TAXES) BOTH values will be convert based on selected Currency in (Column L). 2. If you choose "Partial Conversion" then Column BA (AMOUNT) only will be converted based on selected currency (Column L) and Column BB (TAXES) value (INR) will be added to the converted values.
Note on K244: gepadmin: 1. If you choose "Full Conversion" then Column BA (AMOUNT) and Column BB (TAXES) BOTH values will be convert based on selected Currency in (Column L). 2. If you choose "Partial Conversion" then Column BA (AMOUNT) only will be converted based on selected currency (Column L) and Column BB (TAXES) value (INR) will be added to the converted values.
Note on K246: gepadmin: 1. If you choose "Full Conversion" then Column BA (AMOUNT) and Column BB (TAXES) BOTH values will be convert based on selected Currency in (Column L). 2. If you choose "Partial Conversion" then Column BA (AMOUNT) only will be converted based on selected currency (Column L) and Column BB (TAXES) value (INR) will be added to the converted values.
Note on K247: gepadmin: 1. If you choose "Full Conversion" then Column BA (AMOUNT) and Column BB (TAXES) BOTH values will be convert based on selected Currency in (Column L). 2. If you choose "Partial Conversion" then Column BA (AMOUNT) only will be converted based on selected currency (Column L) and Column BB (TAXES) value (INR) will be added to the converted values.
Note on K249: gepadmin: 1. If you choose "Full Conversion" then Column BA (AMOUNT) and Column BB (TAXES) BOTH values will be convert based on selected Currency in (Column L). 2. If you choose "Partial Conversion" then Column BA (AMOUNT) only will be converted based on selected currency (Column L) and Column BB (TAXES) value (INR) will be added to the converted values.
Note on K251: gepadmin: 1. If you choose "Full Conversion" then Column BA (AMOUNT) and Column BB (TAXES) BOTH values will be convert based on selected Currency in (Column L). 2. If you choose "Partial Conversion" then Column BA (AMOUNT) only will be converted based on selected currency (Column L) and Column BB (TAXES) value (INR) will be added to the converted values.
Note on K252: gepadmin: 1. If you choose "Full Conversion" then Column BA (AMOUNT) and Column BB (TAXES) BOTH values will be convert based on selected Currency in (Column L). 2. If you choose "Partial Conversion" then Column BA (AMOUNT) only will be converted based on selected currency (Column L) and Column BB (TAXES) value (INR) will be added to the converted values.
Note on K254: gepadmin: 1. If you choose "Full Conversion" then Column BA (AMOUNT) and Column BB (TAXES) BOTH values will be convert based on selected Currency in (Column L). 2. If you choose "Partial Conversion" then Column BA (AMOUNT) only will be converted based on selected currency (Column L) and Column BB (TAXES) value (INR) will be added to the converted values.
Note on K255: gepadmin: 1. If you choose "Full Conversion" then Column BA (AMOUNT) and Column BB (TAXES) BOTH values will be convert based on selected Currency in (Column L). 2. If you choose "Partial Conversion" then Column BA (AMOUNT) only will be converted based on selected currency (Column L) and Column BB (TAXES) value (INR) will be added to the converted values.
Note on K256: gepadmin: 1. If you choose "Full Conversion" then Column BA (AMOUNT) and Column BB (TAXES) BOTH values will be convert based on selected Currency in (Column L). 2. If you choose "Partial Conversion" then Column BA (AMOUNT) only will be converted based on selected currency (Column L) and Column BB (TAXES) value (INR) will be added to the converted values.
Note on K257: gepadmin: 1. If you choose "Full Conversion" then Column BA (AMOUNT) and Column BB (TAXES) BOTH values will be convert based on selected Currency in (Column L). 2. If you choose "Partial Conversion" then Column BA (AMOUNT) only will be converted based on selected currency (Column L) and Column BB (TAXES) value (INR) will be added to the converted values.
Note on K258: gepadmin: 1. If you choose "Full Conversion" then Column BA (AMOUNT) and Column BB (TAXES) BOTH values will be convert based on selected Currency in (Column L). 2. If you choose "Partial Conversion" then Column BA (AMOUNT) only will be converted based on selected currency (Column L) and Column BB (TAXES) value (INR) will be added to the converted values.
Note on K259: gepadmin: 1. If you choose "Full Conversion" then Column BA (AMOUNT) and Column BB (TAXES) BOTH values will be convert based on selected Currency in (Column L). 2. If you choose "Partial Conversion" then Column BA (AMOUNT) only will be converted based on selected currency (Column L) and Column BB (TAXES) value (INR) will be added to the converted values.
Note on K260: gepadmin: 1. If you choose "Full Conversion" then Column BA (AMOUNT) and Column BB (TAXES) BOTH values will be convert based on selected Currency in (Column L). 2. If you choose "Partial Conversion" then Column BA (AMOUNT) only will be converted based on selected currency (Column L) and Column BB (TAXES) value (INR) will be added to the converted values.
Note on K261: gepadmin: 1. If you choose "Full Conversion" then Column BA (AMOUNT) and Column BB (TAXES) BOTH values will be convert based on selected Currency in (Column L). 2. If you choose "Partial Conversion" then Column BA (AMOUNT) only will be converted based on selected currency (Column L) and Column BB (TAXES) value (INR) will be added to the converted values.
Note on K262: gepadmin: 1. If you choose "Full Conversion" then Column BA (AMOUNT) and Column BB (TAXES) BOTH values will be convert based on selected Currency in (Column L). 2. If you choose "Partial Conversion" then Column BA (AMOUNT) only will be converted based on selected currency (Column L) and Column BB (TAXES) value (INR) will be added to the converted values.
Note on K263: gepadmin: 1. If you choose "Full Conversion" then Column BA (AMOUNT) and Column BB (TAXES) BOTH values will be convert based on selected Currency in (Column L). 2. If you choose "Partial Conversion" then Column BA (AMOUNT) only will be converted based on selected currency (Column L) and Column BB (TAXES) value (INR) will be added to the converted values.
Note on K264: gepadmin: 1. If you choose "Full Conversion" then Column BA (AMOUNT) and Column BB (TAXES) BOTH values will be convert based on selected Currency in (Column L). 2. If you choose "Partial Conversion" then Column BA (AMOUNT) only will be converted based on selected currency (Column L) and Column BB (TAXES) value (INR) will be added to the converted values.
Note on K265: gepadmin: 1. If you choose "Full Conversion" then Column BA (AMOUNT) and Column BB (TAXES) BOTH values will be convert based on selected Currency in (Column L). 2. If you choose "Partial Conversion" then Column BA (AMOUNT) only will be converted based on selected currency (Column L) and Column BB (TAXES) value (INR) will be added to the converted values.
Note on K266: gepadmin: 1. If you choose "Full Conversion" then Column BA (AMOUNT) and Column BB (TAXES) BOTH values will be convert based on selected Currency in (Column L). 2. If you choose "Partial Conversion" then Column BA (AMOUNT) only will be converted based on selected currency (Column L) and Column BB (TAXES) value (INR) will be added to the converted values.
Note on K267: gepadmin: 1. If you choose "Full Conversion" then Column BA (AMOUNT) and Column BB (TAXES) BOTH values will be convert based on selected Currency in (Column L). 2. If you choose "Partial Conversion" then Column BA (AMOUNT) only will be converted based on selected currency (Column L) and Column BB (TAXES) value (INR) will be added to the converted values.
Note on K268: gepadmin: 1. If you choose "Full Conversion" then Column BA (AMOUNT) and Column BB (TAXES) BOTH values will be convert based on selected Currency in (Column L). 2. If you choose "Partial Conversion" then Column BA (AMOUNT) only will be converted based on selected currency (Column L) and Column BB (TAXES) value (INR) will be added to the converted values.
Note on K269: gepadmin: 1. If you choose "Full Conversion" then Column BA (AMOUNT) and Column BB (TAXES) BOTH values will be convert based on selected Currency in (Column L). 2. If you choose "Partial Conversion" then Column BA (AMOUNT) only will be converted based on selected currency (Column L) and Column BB (TAXES) value (INR) will be added to the converted values.
Note on K270: gepadmin: 1. If you choose "Full Conversion" then Column BA (AMOUNT) and Column BB (TAXES) BOTH values will be convert based on selected Currency in (Column L). 2. If you choose "Partial Conversion" then Column BA (AMOUNT) only will be converted based on selected currency (Column L) and Column BB (TAXES) value (INR) will be added to the converted values.
Note on K271: gepadmin: 1. If you choose "Full Conversion" then Column BA (AMOUNT) and Column BB (TAXES) BOTH values will be convert based on selected Currency in (Column L). 2. If you choose "Partial Conversion" then Column BA (AMOUNT) only will be converted based on selected currency (Column L) and Column BB (TAXES) value (INR) will be added to the converted values.
Note on K272: gepadmin: 1. If you choose "Full Conversion" then Column BA (AMOUNT) and Column BB (TAXES) BOTH values will be convert based on selected Currency in (Column L). 2. If you choose "Partial Conversion" then Column BA (AMOUNT) only will be converted based on selected currency (Column L) and Column BB (TAXES) value (INR) will be added to the converted values.
Note on K273: gepadmin: 1. If you choose "Full Conversion" then Column BA (AMOUNT) and Column BB (TAXES) BOTH values will be convert based on selected Currency in (Column L). 2. If you choose "Partial Conversion" then Column BA (AMOUNT) only will be converted based on selected currency (Column L) and Column BB (TAXES) value (INR) will be added to the converted values.
Note on K275: gepadmin: 1. If you choose "Full Conversion" then Column BA (AMOUNT) and Column BB (TAXES) BOTH values will be convert based on selected Currency in (Column L). 2. If you choose "Partial Conversion" then Column BA (AMOUNT) only will be converted based on selected currency (Column L) and Column BB (TAXES) value (INR) will be added to the converted values.
Note on K277: gepadmin: 1. If you choose "Full Conversion" then Column BA (AMOUNT) and Column BB (TAXES) BOTH values will be convert based on selected Currency in (Column L). 2. If you choose "Partial Conversion" then Column BA (AMOUNT) only will be converted based on selected currency (Column L) and Column BB (TAXES) value (INR) will be added to the converted values.
Note on K279: gepadmin: 1. If you choose "Full Conversion" then Column BA (AMOUNT) and Column BB (TAXES) BOTH values will be convert based on selected Currency in (Column L). 2. If you choose "Partial Conversion" then Column BA (AMOUNT) only will be converted based on selected currency (Column L) and Column BB (TAXES) value (INR) will be added to the converted values.
Note on K280: gepadmin: 1. If you choose "Full Conversion" then Column BA (AMOUNT) and Column BB (TAXES) BOTH values will be convert based on selected Currency in (Column L). 2. If you choose "Partial Conversion" then Column BA (AMOUNT) only will be converted based on selected currency (Column L) and Column BB (TAXES) value (INR) will be added to the converted values.
Note on K281: gepadmin: 1. If you choose "Full Conversion" then Column BA (AMOUNT) and Column BB (TAXES) BOTH values will be convert based on selected Currency in (Column L). 2. If you choose "Partial Conversion" then Column BA (AMOUNT) only will be converted based on selected currency (Column L) and Column BB (TAXES) value (INR) will be added to the converted values.
Note on K282: gepadmin: 1. If you choose "Full Conversion" then Column BA (AMOUNT) and Column BB (TAXES) BOTH values will be convert based on selected Currency in (Column L). 2. If you choose "Partial Conversion" then Column BA (AMOUNT) only will be converted based on selected currency (Column L) and Column BB (TAXES) value (INR) will be added to the converted values.
Note on K283: gepadmin: 1. If you choose "Full Conversion" then Column BA (AMOUNT) and Column BB (TAXES) BOTH values will be convert based on selected Currency in (Column L). 2. If you choose "Partial Conversion" then Column BA (AMOUNT) only will be converted based on selected currency (Column L) and Column BB (TAXES) value (INR) will be added to the converted values.
Note on K285: gepadmin: 1. If you choose "Full Conversion" then Column BA (AMOUNT) and Column BB (TAXES) BOTH values will be convert based on selected Currency in (Column L). 2. If you choose "Partial Conversion" then Column BA (AMOUNT) only will be converted based on selected currency (Column L) and Column BB (TAXES) value (INR) will be added to the converted values.
Note on K286: gepadmin: 1. If you choose "Full Conversion" then Column BA (AMOUNT) and Column BB (TAXES) BOTH values will be convert based on selected Currency in (Column L). 2. If you choose "Partial Conversion" then Column BA (AMOUNT) only will be converted based on selected currency (Column L) and Column BB (TAXES) value (INR) will be added to the converted values.
Note on K287: gepadmin: 1. If you choose "Full Conversion" then Column BA (AMOUNT) and Column BB (TAXES) BOTH values will be convert based on selected Currency in (Column L). 2. If you choose "Partial Conversion" then Column BA (AMOUNT) only will be converted based on selected currency (Column L) and Column BB (TAXES) value (INR) will be added to the converted values.
Note on K289: gepadmin: 1. If you choose "Full Conversion" then Column BA (AMOUNT) and Column BB (TAXES) BOTH values will be convert based on selected Currency in (Column L). 2. If you choose "Partial Conversion" then Column BA (AMOUNT) only will be converted based on selected currency (Column L) and Column BB (TAXES) value (INR) will be added to the converted values.
Note on K290: gepadmin: 1. If you choose "Full Conversion" then Column BA (AMOUNT) and Column BB (TAXES) BOTH values will be convert based on selected Currency in (Column L). 2. If you choose "Partial Conversion" then Column BA (AMOUNT) only will be converted based on selected currency (Column L) and Column BB (TAXES) value (INR) will be added to the converted values.
Note on K291: gepadmin: 1. If you choose "Full Conversion" then Column BA (AMOUNT) and Column BB (TAXES) BOTH values will be convert based on selected Currency in (Column L). 2. If you choose "Partial Conversion" then Column BA (AMOUNT) only will be converted based on selected currency (Column L) and Column BB (TAXES) value (INR) will be added to the converted values.
Note on K292: gepadmin: 1. If you choose "Full Conversion" then Column BA (AMOUNT) and Column BB (TAXES) BOTH values will be convert based on selected Currency in (Column L). 2. If you choose "Partial Conversion" then Column BA (AMOUNT) only will be converted based on selected currency (Column L) and Column BB (TAXES) value (INR) will be added to the converted values.
Note on K293: gepadmin: 1. If you choose "Full Conversion" then Column BA (AMOUNT) and Column BB (TAXES) BOTH values will be convert based on selected Currency in (Column L). 2. If you choose "Partial Conversion" then Column BA (AMOUNT) only will be converted based on selected currency (Column L) and Column BB (TAXES) value (INR) will be added to the converted values.
Note on K295: gepadmin: 1. If you choose "Full Conversion" then Column BA (AMOUNT) and Column BB (TAXES) BOTH values will be convert based on selected Currency in (Column L). 2. If you choose "Partial Conversion" then Column BA (AMOUNT) only will be converted based on selected currency (Column L) and Column BB (TAXES) value (INR) will be added to the converted values.
Note on K296: gepadmin: 1. If you choose "Full Conversion" then Column BA (AMOUNT) and Column BB (TAXES) BOTH values will be convert based on selected Currency in (Column L). 2. If you choose "Partial Conversion" then Column BA (AMOUNT) only will be converted based on selected currency (Column L) and Column BB (TAXES) value (INR) will be added to the converted values.
Note on K297: gepadmin: 1. If you choose "Full Conversion" then Column BA (AMOUNT) and Column BB (TAXES) BOTH values will be convert based on selected Currency in (Column L). 2. If you choose "Partial Conversion" then Column BA (AMOUNT) only will be converted based on selected currency (Column L) and Column BB (TAXES) value (INR) will be added to the converted values.
Note on K298: gepadmin: 1. If you choose "Full Conversion" then Column BA (AMOUNT) and Column BB (TAXES) BOTH values will be convert based on selected Currency in (Column L). 2. If you choose "Partial Conversion" then Column BA (AMOUNT) only will be converted based on selected currency (Column L) and Column BB (TAXES) value (INR) will be added to the converted values.
Note on K299: gepadmin: 1. If you choose "Full Conversion" then Column BA (AMOUNT) and Column BB (TAXES) BOTH values will be convert based on selected Currency in (Column L). 2. If you choose "Partial Conversion" then Column BA (AMOUNT) only will be converted based on selected currency (Column L) and Column BB (TAXES) value (INR) will be added to the converted values.
Note on K300: gepadmin: 1. If you choose "Full Conversion" then Column BA (AMOUNT) and Column BB (TAXES) BOTH values will be convert based on selected Currency in (Column L). 2. If you choose "Partial Conversion" then Column BA (AMOUNT) only will be converted based on selected currency (Column L) and Column BB (TAXES) value (INR) will be added to the converted values.
Note on K301: gepadmin: 1. If you choose "Full Conversion" then Column BA (AMOUNT) and Column BB (TAXES) BOTH values will be convert based on selected Currency in (Column L). 2. If you choose "Partial Conversion" then Column BA (AMOUNT) only will be converted based on selected currency (Column L) and Column BB (TAXES) value (INR) will be added to the converted values.
Note on K302: gepadmin: 1. If you choose "Full Conversion" then Column BA (AMOUNT) and Column BB (TAXES) BOTH values will be convert based on selected Currency in (Column L). 2. If you choose "Partial Conversion" then Column BA (AMOUNT) only will be converted based on selected currency (Column L) and Column BB (TAXES) value (INR) will be added to the converted values.
Note on K303: gepadmin: 1. If you choose "Full Conversion" then Column BA (AMOUNT) and Column BB (TAXES) BOTH values will be convert based on selected Currency in (Column L). 2. If you choose "Partial Conversion" then Column BA (AMOUNT) only will be converted based on selected currency (Column L) and Column BB (TAXES) value (INR) will be added to the converted values.
Note on K304: gepadmin: 1. If you choose "Full Conversion" then Column BA (AMOUNT) and Column BB (TAXES) BOTH values will be convert based on selected Currency in (Column L). 2. If you choose "Partial Conversion" then Column BA (AMOUNT) only will be converted based on selected currency (Column L) and Column BB (TAXES) value (INR) will be added to the converted values.
Note on K305: gepadmin: 1. If you choose "Full Conversion" then Column BA (AMOUNT) and Column BB (TAXES) BOTH values will be convert based on selected Currency in (Column L). 2. If you choose "Partial Conversion" then Column BA (AMOUNT) only will be converted based on selected currency (Column L) and Column BB (TAXES) value (INR) will be added to the converted values.
Note on K307: gepadmin: 1. If you choose "Full Conversion" then Column BA (AMOUNT) and Column BB (TAXES) BOTH values will be convert based on selected Currency in (Column L). 2. If you choose "Partial Conversion" then Column BA (AMOUNT) only will be converted based on selected currency (Column L) and Column BB (TAXES) value (INR) will be added to the converted values.
Note on K308: gepadmin: 1. If you choose "Full Conversion" then Column BA (AMOUNT) and Column BB (TAXES) BOTH values will be convert based on selected Currency in (Column L). 2. If you choose "Partial Conversion" then Column BA (AMOUNT) only will be converted based on selected currency (Column L) and Column BB (TAXES) value (INR) will be added to the converted values.
Note on K310: gepadmin: 1. If you choose "Full Conversion" then Column BA (AMOUNT) and Column BB (TAXES) BOTH values will be convert based on selected Currency in (Column L). 2. If you choose "Partial Conversion" then Column BA (AMOUNT) only will be converted based on selected currency (Column L) and Column BB (TAXES) value (INR) will be added to the converted values.
Note on K312: gepadmin: 1. If you choose "Full Conversion" then Column BA (AMOUNT) and Column BB (TAXES) BOTH values will be convert based on selected Currency in (Column L). 2. If you choose "Partial Conversion" then Column BA (AMOUNT) only will be converted based on selected currency (Column L) and Column BB (TAXES) value (INR) will be added to the converted values.
Note on K314: gepadmin: 1. If you choose "Full Conversion" then Column BA (AMOUNT) and Column BB (TAXES) BOTH values will be convert based on selected Currency in (Column L). 2. If you choose "Partial Conversion" then Column BA (AMOUNT) only will be converted based on selected currency (Column L) and Column BB (TAXES) value (INR) will be added to the converted values.
Note on K315: gepadmin: 1. If you choose "Full Conversion" then Column BA (AMOUNT) and Column BB (TAXES) BOTH values will be convert based on selected Currency in (Column L). 2. If you choose "Partial Conversion" then Column BA (AMOUNT) only will be converted based on selected currency (Column L) and Column BB (TAXES) value (INR) will be added to the converted values.
Note on K316: gepadmin: 1. If you choose "Full Conversion" then Column BA (AMOUNT) and Column BB (TAXES) BOTH values will be convert based on selected Currency in (Column L). 2. If you choose "Partial Conversion" then Column BA (AMOUNT) only will be converted based on selected currency (Column L) and Column BB (TAXES) value (INR) will be added to the converted values.
Note on K318: gepadmin: 1. If you choose "Full Conversion" then Column BA (AMOUNT) and Column BB (TAXES) BOTH values will be convert based on selected Currency in (Column L). 2. If you choose "Partial Conversion" then Column BA (AMOUNT) only will be converted based on selected currency (Column L) and Column BB (TAXES) value (INR) will be added to the converted values.
Note on K319: gepadmin: 1. If you choose "Full Conversion" then Column BA (AMOUNT) and Column BB (TAXES) BOTH values will be convert based on selected Currency in (Column L). 2. If you choose "Partial Conversion" then Column BA (AMOUNT) only will be converted based on selected currency (Column L) and Column BB (TAXES) value (INR) will be added to the converted values.
Note on K320: gepadmin: 1. If you choose "Full Conversion" then Column BA (AMOUNT) and Column BB (TAXES) BOTH values will be convert based on selected Currency in (Column L). 2. If you choose "Partial Conversion" then Column BA (AMOUNT) only will be converted based on selected currency (Column L) and Column BB (TAXES) value (INR) will be added to the converted values.
Note on K321: gepadmin: 1. If you choose "Full Conversion" then Column BA (AMOUNT) and Column BB (TAXES) BOTH values will be convert based on selected Currency in (Column L). 2. If you choose "Partial Conversion" then Column BA (AMOUNT) only will be converted based on selected currency (Column L) and Column BB (TAXES) value (INR) will be added to the converted values.
Note on K322: gepadmin: 1. If you choose "Full Conversion" then Column BA (AMOUNT) and Column BB (TAXES) BOTH values will be convert based on selected Currency in (Column L). 2. If you choose "Partial Conversion" then Column BA (AMOUNT) only will be converted based on selected currency (Column L) and Column BB (TAXES) value (INR) will be added to the converted values.
Note on K323: gepadmin: 1. If you choose "Full Conversion" then Column BA (AMOUNT) and Column BB (TAXES) BOTH values will be convert based on selected Currency in (Column L). 2. If you choose "Partial Conversion" then Column BA (AMOUNT) only will be converted based on selected currency (Column L) and Column BB (TAXES) value (INR) will be added to the converted values.
Note on K325: gepadmin: 1. If you choose "Full Conversion" then Column BA (AMOUNT) and Column BB (TAXES) BOTH values will be convert based on selected Currency in (Column L). 2. If you choose "Partial Conversion" then Column BA (AMOUNT) only will be converted based on selected currency (Column L) and Column BB (TAXES) value (INR) will be added to the converted values.
Note on K326: gepadmin: 1. If you choose "Full Conversion" then Column BA (AMOUNT) and Column BB (TAXES) BOTH values will be convert based on selected Currency in (Column L). 2. If you choose "Partial Conversion" then Column BA (AMOUNT) only will be converted based on selected currency (Column L) and Column BB (TAXES) value (INR) will be added to the converted values.
Note on K327: gepadmin: 1. If you choose "Full Conversion" then Column BA (AMOUNT) and Column BB (TAXES) BOTH values will be convert based on selected Currency in (Column L). 2. If you choose "Partial Conversion" then Column BA (AMOUNT) only will be converted based on selected currency (Column L) and Column BB (TAXES) value (INR) will be added to the converted values.
Note on K328: gepadmin: 1. If you choose "Full Conversion" then Column BA (AMOUNT) and Column BB (TAXES) BOTH values will be convert based on selected Currency in (Column L). 2. If you choose "Partial Conversion" then Column BA (AMOUNT) only will be converted based on selected currency (Column L) and Column BB (TAXES) value (INR) will be added to the converted values.
Note on K329: gepadmin: 1. If you choose "Full Conversion" then Column BA (AMOUNT) and Column BB (TAXES) BOTH values will be convert based on selected Currency in (Column L). 2. If you choose "Partial Conversion" then Column BA (AMOUNT) only will be converted based on selected currency (Column L) and Column BB (TAXES) value (INR) will be added to the converted values.
Note on K331: gepadmin: 1. If you choose "Full Conversion" then Column BA (AMOUNT) and Column BB (TAXES) BOTH values will be convert based on selected Currency in (Column L). 2. If you choose "Partial Conversion" then Column BA (AMOUNT) only will be converted based on selected currency (Column L) and Column BB (TAXES) value (INR) will be added to the converted values.
Note on K332: gepadmin: 1. If you choose "Full Conversion" then Column BA (AMOUNT) and Column BB (TAXES) BOTH values will be convert based on selected Currency in (Column L). 2. If you choose "Partial Conversion" then Column BA (AMOUNT) only will be converted based on selected currency (Column L) and Column BB (TAXES) value (INR) will be added to the converted values.
Note on K333: gepadmin: 1. If you choose "Full Conversion" then Column BA (AMOUNT) and Column BB (TAXES) BOTH values will be convert based on selected Currency in (Column L). 2. If you choose "Partial Conversion" then Column BA (AMOUNT) only will be converted based on selected currency (Column L) and Column BB (TAXES) value (INR) will be added to the converted values.
Note on K334: gepadmin: 1. If you choose "Full Conversion" then Column BA (AMOUNT) and Column BB (TAXES) BOTH values will be convert based on selected Currency in (Column L). 2. If you choose "Partial Conversion" then Column BA (AMOUNT) only will be converted based on selected currency (Column L) and Column BB (TAXES) value (INR) will be added to the converted values.
Note on K335: gepadmin: 1. If you choose "Full Conversion" then Column BA (AMOUNT) and Column BB (TAXES) BOTH values will be convert based on selected Currency in (Column L). 2. If you choose "Partial Conversion" then Column BA (AMOUNT) only will be converted based on selected currency (Column L) and Column BB (TAXES) value (INR) will be added to the converted values.
Note on K337: gepadmin: 1. If you choose "Full Conversion" then Column BA (AMOUNT) and Column BB (TAXES) BOTH values will be convert based on selected Currency in (Column L). 2. If you choose "Partial Conversion" then Column BA (AMOUNT) only will be converted based on selected currency (Column L) and Column BB (TAXES) value (INR) will be added to the converted values.
Note on K338: gepadmin: 1. If you choose "Full Conversion" then Column BA (AMOUNT) and Column BB (TAXES) BOTH values will be convert based on selected Currency in (Column L). 2. If you choose "Partial Conversion" then Column BA (AMOUNT) only will be converted based on selected currency (Column L) and Column BB (TAXES) value (INR) will be added to the converted values.
Note on K339: gepadmin: 1. If you choose "Full Conversion" then Column BA (AMOUNT) and Column BB (TAXES) BOTH values will be convert based on selected Currency in (Column L). 2. If you choose "Partial Conversion" then Column BA (AMOUNT) only will be converted based on selected currency (Column L) and Column BB (TAXES) value (INR) will be added to the converted values.
Note on K340: gepadmin: 1. If you choose "Full Conversion" then Column BA (AMOUNT) and Column BB (TAXES) BOTH values will be convert based on selected Currency in (Column L). 2. If you choose "Partial Conversion" then Column BA (AMOUNT) only will be converted based on selected currency (Column L) and Column BB (TAXES) value (INR) will be added to the converted values.
Note on K341: gepadmin: 1. If you choose "Full Conversion" then Column BA (AMOUNT) and Column BB (TAXES) BOTH values will be convert based on selected Currency in (Column L). 2. If you choose "Partial Conversion" then Column BA (AMOUNT) only will be converted based on selected currency (Column L) and Column BB (TAXES) value (INR) will be added to the converted values.
Note on K342: gepadmin: 1. If you choose "Full Conversion" then Column BA (AMOUNT) and Column BB (TAXES) BOTH values will be convert based on selected Currency in (Column L). 2. If you choose "Partial Conversion" then Column BA (AMOUNT) only will be converted based on selected currency (Column L) and Column BB (TAXES) value (INR) will be added to the converted values.
Note on K343: gepadmin: 1. If you choose "Full Conversion" then Column BA (AMOUNT) and Column BB (TAXES) BOTH values will be convert based on selected Currency in (Column L). 2. If you choose "Partial Conversion" then Column BA (AMOUNT) only will be converted based on selected currency (Column L) and Column BB (TAXES) value (INR) will be added to the converted values.
Note on K344: gepadmin: 1. If you choose "Full Conversion" then Column BA (AMOUNT) and Column BB (TAXES) BOTH values will be convert based on selected Currency in (Column L). 2. If you choose "Partial Conversion" then Column BA (AMOUNT) only will be converted based on selected currency (Column L) and Column BB (TAXES) value (INR) will be added to the converted values.
Note on K345: gepadmin: 1. If you choose "Full Conversion" then Column BA (AMOUNT) and Column BB (TAXES) BOTH values will be convert based on selected Currency in (Column L). 2. If you choose "Partial Conversion" then Column BA (AMOUNT) only will be converted based on selected currency (Column L) and Column BB (TAXES) value (INR) will be added to the converted values.
Note on K346: gepadmin: 1. If you choose "Full Conversion" then Column BA (AMOUNT) and Column BB (TAXES) BOTH values will be convert based on selected Currency in (Column L). 2. If you choose "Partial Conversion" then Column BA (AMOUNT) only will be converted based on selected currency (Column L) and Column BB (TAXES) value (INR) will be added to the converted values.
Note on K347: gepadmin: 1. If you choose "Full Conversion" then Column BA (AMOUNT) and Column BB (TAXES) BOTH values will be convert based on selected Currency in (Column L). 2. If you choose "Partial Conversion" then Column BA (AMOUNT) only will be converted based on selected currency (Column L) and Column BB (TAXES) value (INR) will be added to the converted values.
Note on K348: gepadmin: 1. If you choose "Full Conversion" then Column BA (AMOUNT) and Column BB (TAXES) BOTH values will be convert based on selected Currency in (Column L). 2. If you choose "Partial Conversion" then Column BA (AMOUNT) only will be converted based on selected currency (Column L) and Column BB (TAXES) value (INR) will be added to the converted values.
Note on K349: gepadmin: 1. If you choose "Full Conversion" then Column BA (AMOUNT) and Column BB (TAXES) BOTH values will be convert based on selected Currency in (Column L). 2. If you choose "Partial Conversion" then Column BA (AMOUNT) only will be converted based on selected currency (Column L) and Column BB (TAXES) value (INR) will be added to the converted values.
Note on K350: gepadmin: 1. If you choose "Full Conversion" then Column BA (AMOUNT) and Column BB (TAXES) BOTH values will be convert based on selected Currency in (Column L). 2. If you choose "Partial Conversion" then Column BA (AMOUNT) only will be converted based on selected currency (Column L) and Column BB (TAXES) value (INR) will be added to the converted values.
Note on K351: gepadmin: 1. If you choose "Full Conversion" then Column BA (AMOUNT) and Column BB (TAXES) BOTH values will be convert based on selected Currency in (Column L). 2. If you choose "Partial Conversion" then Column BA (AMOUNT) only will be converted based on selected currency (Column L) and Column BB (TAXES) value (INR) will be added to the converted values.

## Macros
Please Enable Macros to View BoQ information