## BoQ1 (hidden)
Percentage BoQ
BoQ_Ver3.1 | Percentage | Normal | INR Only | INR
Select, At Par, Excess (+), Less (-) |  | IOCL
Tender Inviting Authority: Executive Engineer, IWD, IIT, Kanpur
Name of Work: Setting right of vacant house no 4008 ACES
Contract No: 10/C/D3/2021-22/01
Name of the Bidder/ Bidding Firm / Company :
PRICE SCHEDULE (This BOQ template must not be modified/replaced by the bidder and the same should be uploaded after filling the relevant columns, else the bidder is liable to be rejected for this tender. Bidders are allowed to enter the Bidder Name and Values only )
NUMBER # | TEXT # | TEXT # | NUMBER # | TEXT # | NUMBER | NUMBER | TEXT | TEXT # | NUMBER # | TEXT# | TEXT # | NUMBER # | NUMBER | NUMBER | NUMBER | NUMBER | TEXT | TEXT | NUMBER | NUMBER | NUMBER | NUMBER | TEXT | TEXT | NUMBER | NUMBER | NUMBER | NUMBER | TEXT | TEXT | NUMBER | NUMBER | NUMBER | NUMBER | TEXT | TEXT | NUMBER | NUMBER | NUMBER | NUMBER | TEXT | TEXT | NUMBER | NUMBER | NUMBER # | NUMBER # | TEXT | TEXT | NUMBER # | NUMBER # | DATE | NUMBER # | NUMBER # | TEXT #
Sl. No. | Item Description | Item Code / Make | Quantity | Units | Estimated Rate in Rs. P |  |  | Addition / Deduction | Addition / Deduction Values | Currency Convertion against each Item | Quoted Currency in INR / Other Currency | BASIC RATE In Figures To be entered by the Bidder Rs. P | Excise Duty | VAT | Freight Charges ( Unloading & Stacking) | Any Other Taxes/Duties/Levies |  |  | Other Taxes 2 | IIIrd Party i.e DGS&D / RITES etc Inspection Charges @0.34%+Service Tax | Less for Cenvat Credit,if any respect of Supplies Under full Excise Duty Category | [30 empty] | TOTAL AMOUNT Without Taxes in Rs. P | TOTAL AMOUNT With Taxes | TOTAL AMOUNT In Words
1 | 2 | 3 | 4 | 5 | 6 | 7 | 8 | 9 | 10 | 11 | 12 | 13 | 14 | 15 | 16 | 17 | 18 | 19 | 20 | 21 | 22 | 23 | 24 | 25 | 26 | 27 | 28 | 29 | 30 | 31 | 32 | 33 | 34 | 35 | 36 | 37 | 38 | 39 | 40 | 41 | 42 | 43 | 44 | 45 | 46 | 47 | 48 | 49 | 50 | 51 | 52 | 7 | 54 | 8
1 | EARTH WORK | [53 empty] | 1 | EARTH WORK
1.01 | Earth work in excavation by mechanical means (Hydraulic excavator) / manual means in foundation trenches or drains (not exceeding 1.5 m in width or 10 sqm on plan), including dressing of sides and ramming of bottoms, lift upto 1.5 m, including getting out the excavated soil and disposal of surplus excavated soil as directed, within a lead of 50 m. | [53 empty] | 1.01 | Earth work in excavation by mechanical means (Hydraulic excavator) / manual means in foundation trenches or drains (not exceeding 1.5 m in width or 10 sqm on plan), including dressing of sides and ramming of bottoms, lift upto 1.5 m, including getting out the excavated soil and disposal of surplus excavated soil as directed, within a lead of 50 m.
1.02 | All kinds of soil. |  | 2 | cum | 221.22 |  |  | Excess(+) | 1 | Full Conversion | INR | [40 empty] | 442.44 | 442.44 | INR Four Hundred & Forty Two and Paise Forty Four Only | 1.02 | All kinds of soil. | 2 | cum
2 | CONCRETE WORK | [53 empty] | 2 | CONCRETE WORK
2.01 | Providing and laying in position cement concrete of specified grade excluding the cost of centering and shuttering - All work up to plinth level : | [53 empty] | 2.01 | Providing and laying in position cement concrete of specified grade excluding the cost of centering and shuttering - All work up to plinth level :
2.02 | 1:2:4 (1 cement : 2 coarse sand (zone-III) derived from natural sources: 4 graded stone aggregate 20 mm nominal size derived from natural sources). |  | 1 | cum | 5952.3 |  |  | Excess(+) | 1 | Full Conversion | INR | [40 empty] | 5952.3 | 5952.3 | INR Five Thousand Nine Hundred & Fifty Two and Paise Thirty Only | 2.02 | 1:2:4 (1 cement : 2 coarse sand (zone-III) derived from natural sources: 4 graded stone aggregate 20 mm nominal size derived from natural sources). | 1 | cum
2.03 | Providing and laying cement concrete in retaining walls, return walls, walls (any thickness) including attached pilasters, columns, piers, abutments, pillars, posts, struts, buttresses, string or lacing courses, parapets, coping, bed blocks, anchor blocks, plain window sills, fillets, sunken floor etc., up to floor five level, excluding the cost of centering, shuttering and finishing : | [53 empty] | 2.03 | Providing and laying cement concrete in retaining walls, return walls, walls (any thickness) including attached pilasters, columns, piers, abutments, pillars, posts, struts, buttresses, string or lacing courses, parapets, coping, bed blocks, anchor blocks, plain window sills, fillets, sunken floor etc., up to floor five level, excluding the cost of centering, shuttering and finishing :
2.04 | 1:2:4 (1 Cement : 2 coarse sand (zone-III) derived from natural sources : 4 graded stone aggregate 20 mm nominal size derived from natural sources) |  | 0.5 | cum | 7500.66 |  |  | Excess(+) | 1 | Full Conversion | INR | [40 empty] | 3750.33 | 3750.33 | INR Three Thousand Seven Hundred & Fifty and Paise Thirty Three Only | 2.04 | 1:2:4 (1 Cement : 2 coarse sand (zone-III) derived from natural sources : 4 graded stone aggregate 20 mm nominal size derived from natural sources) | 0.5 | cum
2.05 | Making plinth protection 50mm thick of cement concrete 1:3:6 (1 cement : 3 coarse sand derived from natural sources : 6 graded stone aggregate 20 mm nominal size derived from natural sources) over 75mm thick bed of dry brick ballast 40 mm nominal size, well rammed and consolidated and grouted with fine sand, including necessary excavation, levelling & dressing & finishing the top smooth. |  | 3 | sqm | 538.4 |  |  | Excess(+) | 1 | Full Conversion | INR | [40 empty] | 1615.2 | 1615.2 | INR One Thousand Six Hundred & Fifteen and Paise Twenty Only | 2.05 | Making plinth protection 50mm thick of cement concrete 1:3:6 (1 cement : 3 coarse sand derived from natural sources : 6 graded stone aggregate 20 mm nominal size derived from natural sources) over 75mm thick bed of dry brick ballast 40 mm nominal size, well rammed and consolidated and grouted with fine sand, including necessary excavation, levelling & dressing & finishing the top smooth. | 3 | sqm
3 | REINFORCED CEMENT CONCRETE | [53 empty] | 3 | REINFORCED CEMENT CONCRETE
3.01 | Reinforced cement concrete work in beams, suspended floors, roofs having slope up to 15° landings, balconies, shelves, chajjas, lintels, bands, plain window sills, staircases and spiral stair cases above plinth level up to floor five level, excluding the cost of centering, shuttering, finishing and reinforcement, with 1:1.5:3 (1 cement: 1.5 coarse sand (zone-III)derived from natural sources: 3 graded stone aggregate 20 mm nominal size derived from natural sources). |  | 8.5 | cum | 8560.98 |  |  | Excess(+) | 1 | Full Conversion | INR | [40 empty] | 72768.33 | 72768.33 | INR Seventy Two Thousand Seven Hundred & Sixty Eight and Paise Thirty Three Only | 3.01 | Reinforced cement concrete work in beams, suspended floors, roofs having slope up to 15° landings, balconies, shelves, chajjas, lintels, bands, plain window sills, staircases and spiral stair cases above plinth level up to floor five level, excluding the cost of centering, shuttering, finishing and reinforcement, with 1:1.5:3 (1 cement: 1.5 coarse sand (zone-III)derived from natural sources: 3 graded stone aggregate 20 mm nominal size derived from natural sources). | 8.5 | cum
3.02 | Centering and shuttering including strutting, propping etc. and removal of form for | [53 empty] | 3.02 | Centering and shuttering including strutting, propping etc. and removal of form for
3.03 | Suspended floors, roofs, landings, balconies and access platform |  | 62 | sqm | 607.6 |  |  | Excess(+) | 1 | Full Conversion | INR | [40 empty] | 37671.2 | 37671.2 | INR Thirty Seven Thousand Six Hundred & Seventy One and Paise Twenty Only | 3.03 | Suspended floors, roofs, landings, balconies and access platform | 62 | sqm
3.04 | Edges of slabs and breaks in floors and walls | [53 empty] | 3.04 | Edges of slabs and breaks in floors and walls
3.05 | Under 20 cm wide |  | 32 | metre | 151.91 |  |  | Excess(+) | 1 | Full Conversion | INR | [40 empty] | 4861.12 | 4861.12 | INR Four Thousand Eight Hundred & Sixty One and Paise Twelve Only | 3.05 | Under 20 cm wide | 32 | metre
3.06 | Extra for additional height in centering, shuttering where ever required with adequate bracing, propping etc., including cost of de-shuttering and decentering at all levels, over a height of 3.5 m, for every additional height of 1 metre or part thereof (Plan area to be measured). | [53 empty] | 3.06 | Extra for additional height in centering, shuttering where ever required with adequate bracing, propping etc., including cost of de-shuttering and decentering at all levels, over a height of 3.5 m, for every additional height of 1 metre or part thereof (Plan area to be measured).
3.07 | Suspended floors, roofs, landing, beams and balconies (Plan area to be measured) |  | 5 | sqm | 252.08 |  |  | Excess(+) | 1 | Full Conversion | INR | [40 empty] | 1260.4 | 1260.4 | INR One Thousand Two Hundred & Sixty and Paise Forty Only | 3.07 | Suspended floors, roofs, landing, beams and balconies (Plan area to be measured) | 5 | sqm
3.08 | Steel reinforcement for R.C.C. work including straightening, cutting, bending, placing in position and binding all complete above plinth level. | [53 empty] | 3.08 | Steel reinforcement for R.C.C. work including straightening, cutting, bending, placing in position and binding all complete above plinth level.
3.09 | Thermo-Mechanically Treated bars of grade Fe-500D or more. |  | 700 | kg | 73.21 |  |  | Excess(+) | 1 | Full Conversion | INR | [40 empty] | 51247 | 51247 | INR Fifty One Thousand Two Hundred & Forty Seven Only | 3.09 | Thermo-Mechanically Treated bars of grade Fe-500D or more. | 700 | kg
3.1 | Add for plaster drip course/ groove in plastered surface or moulding to R.C.C. projections. |  | 45 | metre | 51.64 |  |  | Excess(+) | 1 | Full Conversion | INR | [40 empty] | 2323.8 | 2323.8 | INR Two Thousand Three Hundred & Twenty Three and Paise Eighty Only | 3.1 | Add for plaster drip course/ groove in plastered surface or moulding to R.C.C. projections. | 45 | metre
3.11 | Add for using extra cement in the items of design mix over and above the specified cement content therein. |  | 1 | quintal | 590.36 |  |  | Excess(+) | 1 | Full Conversion | INR | [40 empty] | 590.36 | 590.36 | INR Five Hundred & Ninety and Paise Thirty Six Only | 3.11 | Add for using extra cement in the items of design mix over and above the specified cement content therein. | 1 | quintal
4 | MASONRY WORK | [53 empty] | 4 | MASONRY WORK
4.01 | Brick work with common burnt clay F.P.S. (non modular) bricks of class designation 7.5 in superstructure above plinth level up to floor V level in all shapes and sizes in : | [53 empty] | 4.01 | Brick work with common burnt clay F.P.S. (non modular) bricks of class designation 7.5 in superstructure above plinth level up to floor V level in all shapes and sizes in :
4.02 | Cement mortar 1:6 (1 cement : 6 coarse sand) |  | 5 | cum | 6655.37 |  |  | Excess(+) | 1 | Full Conversion | INR | [40 empty] | 33276.85 | 33276.85 | INR Thirty Three Thousand Two Hundred & Seventy Six and Paise Eighty Five Only | 4.02 | Cement mortar 1:6 (1 cement : 6 coarse sand) | 5 | cum
4.03 | Half brick masonry with common burnt clay F.P.S. (non modular) bricks of class designation 7.5 in superstructure above plinth level up to floor V level. | [53 empty] | 4.03 | Half brick masonry with common burnt clay F.P.S. (non modular) bricks of class designation 7.5 in superstructure above plinth level up to floor V level.
4.04 | Cement mortar 1:4 (1 cement :4 coarse sand) |  | 2 | sqm | 817.27 |  |  | Excess(+) | 1 | Full Conversion | INR | [40 empty] | 1634.54 | 1634.54 | INR One Thousand Six Hundred & Thirty Four and Paise Fifty Four Only | 4.04 | Cement mortar 1:4 (1 cement :4 coarse sand) | 2 | sqm
4.05 | Brick edging 7cm wide 11.4 cm deep to plinth protection with common burnt clay F.P.S. (non modular) bricks of class designation 7.5 including grouting with cement mortar 1:4 (1 cement : 4 fine sand). |  | 5 | metre | 45.59 |  |  | Excess(+) | 1 | Full Conversion | INR | [40 empty] | 227.95 | 227.95 | INR Two Hundred & Twenty Seven and Paise Ninety Five Only | 4.05 | Brick edging 7cm wide 11.4 cm deep to plinth protection with common burnt clay F.P.S. (non modular) bricks of class designation 7.5 including grouting with cement mortar 1:4 (1 cement : 4 fine sand). | 5 | metre
5 | CLADDING WORK | [53 empty] | 5 | CLADDING WORK
5.01 | Providing and fixing Ist quality ceramic glazed wall tiles conforming to IS: 15622 (thickness to be specified by the manufacturer), of approved make, in all colours, shades except burgundy, bottle green, black of any size as approved by Engineer-in-Charge, in skirting, risers of steps and dados, over 12 mm thick bed of cement mortar 1:3 (1 cement : 3 coarse sand) and jointing with grey cement slurry @ 3.3kg per sqm, including pointing in white cement mixed with pigment of matching shade complete. |  | 44 | sqm | 903.38 |  |  | Excess(+) | 1 | Full Conversion | INR | [40 empty] | 39748.72 | 39748.72 | INR Thirty Nine Thousand Seven Hundred & Forty Eight and Paise Seventy Two Only | 5.01 | Providing and fixing Ist quality ceramic glazed wall tiles conforming to IS: 15622 (thickness to be specified by the manufacturer), of approved make, in all colours, shades except burgundy, bottle green, black of any size as approved by Engineer-in-Charge, in skirting, risers of steps and dados, over 12 mm thick bed of cement mortar 1:3 (1 cement : 3 coarse sand) and jointing with grey cement slurry @ 3.3kg per sqm, including pointing in white cement mixed with pigment of matching shade complete. | 44 | sqm
6 | WOOD AND PVC WORK | [53 empty] | 6 | WOOD AND PVC WORK
6.01 | Providing and fixing factory made uPVC door frame made of uPVC extruded sections having an overall dimension as below (tolerance ±1mm), with wall thickness 2.0 mm (± 0.2 mm), corners of the door frame to be Jointed with galvanized brackets and stainless steel screws, joints mitred and Plastic welded. The hinge side vertical of the frames reinforced by galvanized M.S. tube of size 19 X 19 mm and 1mm (± 0.1 mm) wall thickness and 3 nos. stainless steel hinges fixed to the frame complete as per manufacturer’s specification and direction of Engineer- in-charge | [53 empty] | 6.01 | Providing and fixing factory made uPVC door frame made of uPVC extruded sections having an overall dimension as below (tolerance ±1mm), with wall thickness 2.0 mm (± 0.2 mm), corners of the door frame to be Jointed with galvanized brackets and stainless steel screws, joints mitred and Plastic welded. The hinge side vertical of the frames reinforced by galvanized M.S. tube of size 19 X 19 mm and 1mm (± 0.1 mm) wall thickness and 3 nos. stainless steel hinges fixed to the frame complete as per manufacturer’s specification and direction of Engineer- in-charge
6.02 | Extruded section profile size 48x40 mm |  | 15 | metre | 194.34 |  |  | Excess(+) | 1 | Full Conversion | INR | [40 empty] | 2915.1 | 2915.1 | INR Two Thousand Nine Hundred & Fifteen and Paise Ten Only | 6.02 | Extruded section profile size 48x40 mm | 15 | metre
6.03 | Providing and fixing to existing door frames. | [53 empty] | 6.03 | Providing and fixing to existing door frames.
6.04 | 24 mm thick factory made PVC door shutters made of styles and rails of a uPVC hollow section of size 59x24 mm and wall thickness 2 mm (± 0.2 mm) with inbuilt edging on both sides. The styles and rails mitred and joint at the corners by means of M.S. galvanised/ plastic brackets of size 75x220 mm having wall thickness 1.0 mm and stainless steel screws. The styles of the shutter reinforced by inserting galvanised M.S. tube of size 20x20 mm and 1 mm (± 0.1 mm) wall thickness. The lock rail made up of 'H' section, a uPVC hollow section of size 100x24 mm and 2 mm (± 0.2 mm) wall thickness, fixed to the shutter styles by means of plastic/galvanised M.S. 'U' cleats. The shutter frame filled with a uPVC multi-chambered single panel of size not less than 620 mm, having over all thickness of 20 mm and 1 mm (± 0.1 mm) wall thickness. The panels filled vertically and tie bar at two places by inserting horizontally 6 mm galvanised M.S. rod and fastened with nuts and washers, complete as per manufacturer's specification and direction of Engineer-in-charge. (For W.C. and bathroom door shutter). |  | 5 | sqm | 1543.8 |  |  | Excess(+) | 1 | Full Conversion | INR | [40 empty] | 7719 | 7719 | INR Seven Thousand Seven Hundred & Nineteen Only | 6.04 | 24 mm thick factory made PVC door shutters made of styles and rails of a uPVC hollow section of size 59x24 mm and wall thickness 2 mm (± 0.2 mm) with inbuilt edging on both sides. The styles and rails mitred and joint at the corners by means of M.S. galvanised/ plastic brackets of size 75x220 mm having wall thickness 1.0 mm and stainless steel screws. The styles of the shutter reinforced by inserting galvanised M.S. tube of size 20x20 mm and 1 mm (± 0.1 mm) wall thickness. The lock rail made up of 'H' section, a uPVC hollow section of size 100x24 mm and 2 mm (± 0.2 mm) wall thickness, fixed to the shutter styles by means of plastic/galvanised M.S. 'U' cleats. The shutter frame filled with a uPVC multi-chambered single panel of size not less than 620 mm, having over all thickness of 20 mm and 1 mm (± 0.1 mm) wall thickness. The panels filled vertically and tie bar at two places by inserting horizontally 6 mm galvanised M.S. rod and fastened with nuts and washers, complete as per manufacturer's specification and direction of Engineer-in-charge. (For W.C. and bathroom door shutter). | 5 | sqm
7 | STEEL WORK | [53 empty] | 7 | STEEL WORK
7.01 | Structural steel work riveted, bolted or welded in built up sections, trusses and framed work, including cutting, hoisting, fixing in position and applying a priming coat of approved steel primer all complete. |  | 191 | kg | 89.22 |  |  | Excess(+) | 1 | Full Conversion | INR | [40 empty] | 17041.02 | 17041.02 | INR Seventeen Thousand &Forty One and Paise Two Only | 7.01 | Structural steel work riveted, bolted or welded in built up sections, trusses and framed work, including cutting, hoisting, fixing in position and applying a priming coat of approved steel primer all complete. | 191 | kg
7.02 | Providing and fixing 1mm thick M.S. sheet door with frame of 40x40x6 mm angle iron and 3 mm M.S. gusset plates at the junctions and corners, all necessary fittings complete, including applying a priming coat of approved steel primer. | [53 empty] | 7.02 | Providing and fixing 1mm thick M.S. sheet door with frame of 40x40x6 mm angle iron and 3 mm M.S. gusset plates at the junctions and corners, all necessary fittings complete, including applying a priming coat of approved steel primer.
7.03 | Using M.S. angels 40x40x6 mm for diagonal braces |  | 2 | sqm | 3882.64 |  |  | Excess(+) | 1 | Full Conversion | INR | [40 empty] | 7765.28 | 7765.28 | INR Seven Thousand Seven Hundred & Sixty Five and Paise Twenty Eight Only | 7.03 | Using M.S. angels 40x40x6 mm for diagonal braces | 2 | sqm
8 | FLOORING | [53 empty] | 8 | FLOORING
8.01 | Providing and laying Ceramic glazed floor tiles of size 300x300 mm (thickness to be specified by the manufacturer) of 1st quality conforming to IS : 15622 of approved make in colours such as White, Ivory, Grey, Fume Red Brown, laid on 20 mm thick cement mortar 1:4 (1 Cement : 4 Coarse sand), Jointing with grey cement slurry @ 3.3 kg/sqm including pointing the joints with white cement and matching pigment etc., complete. |  | 13 | sqm | 812.71 |  |  | Excess(+) | 1 | Full Conversion | INR | [40 empty] | 10565.23 | 10565.23 | INR Ten Thousand Five Hundred & Sixty Five and Paise Twenty Three Only | 8.01 | Providing and laying Ceramic glazed floor tiles of size 300x300 mm (thickness to be specified by the manufacturer) of 1st quality conforming to IS : 15622 of approved make in colours such as White, Ivory, Grey, Fume Red Brown, laid on 20 mm thick cement mortar 1:4 (1 Cement : 4 Coarse sand), Jointing with grey cement slurry @ 3.3 kg/sqm including pointing the joints with white cement and matching pigment etc., complete. | 13 | sqm
8.02 | Providing and laying Vitrified tiles in different sizes (thickness to be specified by manufacturer), with water absorption less than 0.08 % and conforming to I.S. 15622, of approved make, in all colours & shade, in skirting, riser of steps, over 12 mm thick bed of cement mortar 1:3 (1 cement: 3 coarse sand), jointing with grey cement slurry @ 3.3 kg/ sqm including grouting the joint with white cement & matching pigments etc. complete. | [53 empty] | 8.02 | Providing and laying Vitrified tiles in different sizes (thickness to be specified by manufacturer), with water absorption less than 0.08 % and conforming to I.S. 15622, of approved make, in all colours & shade, in skirting, riser of steps, over 12 mm thick bed of cement mortar 1:3 (1 cement: 3 coarse sand), jointing with grey cement slurry @ 3.3 kg/ sqm including grouting the joint with white cement & matching pigments etc. complete.
8.03 | Size of Tile 600x600 mm |  | 22 | sqm | 1355.41 |  |  | Excess(+) | 1 | Full Conversion | INR | [40 empty] | 29819.02 | 29819.02 | INR Twenty Nine Thousand Eight Hundred & Nineteen and Paise Two Only | 8.03 | Size of Tile 600x600 mm | 22 | sqm
8.04 | Providing and laying Vitrified tiles in floor with different sizes (thickness to be specified by the manufacturer), with water absorption less than 0.08% and conforming to IS:15622, of approved brand & manufacturer, in all colours and shade, laid with cement based high polymer modified quick set tile adhesive (water based) conforming to IS : 15477, in average 6 mm thickness, including grouting of joints (Payment for grouting of joints to be made separately). | [53 empty] | 8.04 | Providing and laying Vitrified tiles in floor with different sizes (thickness to be specified by the manufacturer), with water absorption less than 0.08% and conforming to IS:15622, of approved brand & manufacturer, in all colours and shade, laid with cement based high polymer modified quick set tile adhesive (water based) conforming to IS : 15477, in average 6 mm thickness, including grouting of joints (Payment for grouting of joints to be made separately).
8.05 | Size of Tile 600x600 mm |  | 108 | sqm | 1411.62 |  |  | Excess(+) | 1 | Full Conversion | INR | [40 empty] | 152454.96 | 152454.96 | INR One Lakh Fifty Two Thousand Four Hundred & Fifty Four and Paise Ninety Six Only | 8.05 | Size of Tile 600x600 mm | 108 | sqm
9 | ROOFING | [53 empty] | 9 | ROOFING
9.01 | Making khurras 45x45 cm with average minimum thickness of 5 cm cement concrete 1:2:4 (1 cement : 2 coarse sand : 4 graded stone aggregate of 20 mm nominal size) over P.V.C. sheet 1 m x1 m x 400 micron, finished with 12 mm cement plaster 1:3 (1 cement : 3 coarse sand) and a coat of neat cement, rounding the edges and making and finishing the outlet complete. |  | 3 | each | 213.99 |  |  | Excess(+) | 1 | Full Conversion | INR | [40 empty] | 641.97 | 641.97 | INR Six Hundred & Forty One and Paise Ninety Seven Only | 9.01 | Making khurras 45x45 cm with average minimum thickness of 5 cm cement concrete 1:2:4 (1 cement : 2 coarse sand : 4 graded stone aggregate of 20 mm nominal size) over P.V.C. sheet 1 m x1 m x 400 micron, finished with 12 mm cement plaster 1:3 (1 cement : 3 coarse sand) and a coat of neat cement, rounding the edges and making and finishing the outlet complete. | 3 | each
9.02 | Providing and fixing on wall face unplasticised Rigid PVC rain water pipes conforming to IS : 13592 Type A, including jointing with seal ring conforming to IS : 5382, leaving 10 mm gap for thermal expansion, (i) Single socketed pipes. | [53 empty] | 9.02 | Providing and fixing on wall face unplasticised Rigid PVC rain water pipes conforming to IS : 13592 Type A, including jointing with seal ring conforming to IS : 5382, leaving 10 mm gap for thermal expansion, (i) Single socketed pipes.
9.03 | 110 mm diameter |  | 21 | metre | 267.47 |  |  | Excess(+) | 1 | Full Conversion | INR | [40 empty] | 5616.87 | 5616.87 | INR Five Thousand Six Hundred & Sixteen and Paise Eighty Seven Only | 9.03 | 110 mm diameter | 21 | metre
9.04 | Providing and fixing on wall face unplasticised - PVC moulded fittings/ accessories for unplasticised Rigid PVC rain water pipes conforming to IS : 13592 Type A, including jointing with seal ring conforming to IS : 5382, leaving 10 mm gap for thermal expansion. | [53 empty] | 9.04 | Providing and fixing on wall face unplasticised - PVC moulded fittings/ accessories for unplasticised Rigid PVC rain water pipes conforming to IS : 13592 Type A, including jointing with seal ring conforming to IS : 5382, leaving 10 mm gap for thermal expansion.
9.05 | Single tee without door | [53 empty] | 9.05 | Single tee without door
9.06 | 110x110x110 mm |  | 3 | each | 165.32 |  |  | Excess(+) | 1 | Full Conversion | INR | [40 empty] | 495.96 | 495.96 | INR Four Hundred & Ninety Five and Paise Ninety Six Only | 9.06 | 110x110x110 mm | 3 | each
9.07 | Shoe (Plain) | [53 empty] | 9.07 | Shoe (Plain)
9.08 | 110 mm Shoe |  | 3 | each | 99.78 |  |  | Excess(+) | 1 | Full Conversion | INR | [40 empty] | 299.34 | 299.34 | INR Two Hundred & Ninety Nine and Paise Thirty Four Only | 9.08 | 110 mm Shoe | 3 | each
9.09 | Providing and fixing unplasticised -PVC pipe clips of approved design to unplasticised - PVC rain water pipes by means of 50x50x50 mm hard wood plugs, screwed with M.S. screws of required length, including cutting brick work and fixing in cement mortar 1:4 (1 cement : 4 coarse sand) and making good the wall etc. complete. | [53 empty] | 9.09 | Providing and fixing unplasticised -PVC pipe clips of approved design to unplasticised - PVC rain water pipes by means of 50x50x50 mm hard wood plugs, screwed with M.S. screws of required length, including cutting brick work and fixing in cement mortar 1:4 (1 cement : 4 coarse sand) and making good the wall etc. complete.
9.1 | 110 mm |  | 9 | each | 253.22 |  |  | Excess(+) | 1 | Full Conversion | INR | [40 empty] | 2278.98 | 2278.98 | INR Two Thousand Two Hundred & Seventy Eight and Paise Ninety Eight Only | 9.1 | 110 mm | 9 | each
10 | FINISHING | [53 empty] | 10 | FINISHING
10.01 | 12 mm cement plaster of mix : | [53 empty] | 10.01 | 12 mm cement plaster of mix :
10.02 | 1:6 (1 cement: 6 coarse sand) |  | 40 | sqm | 231.08 |  |  | Excess(+) | 1 | Full Conversion | INR | [40 empty] | 9243.2 | 9243.2 | INR Nine Thousand Two Hundred & Forty Three and Paise Twenty Only | 10.02 | 1:6 (1 cement: 6 coarse sand) | 40 | sqm
10.03 | 15 mm cement plaster on rough side of single or half brick wall of mix: | [53 empty] | 10.03 | 15 mm cement plaster on rough side of single or half brick wall of mix:
10.04 | 1:6 (1 cement: 6 coarse sand) |  | 100 | sqm | 266.46 |  |  | Excess(+) | 1 | Full Conversion | INR | [40 empty] | 26646 | 26646 | INR Twenty Six Thousand Six Hundred & Forty Six Only | 10.04 | 1:6 (1 cement: 6 coarse sand) | 100 | sqm
10.05 | 12 mm cement plaster finished with a floating coat of neat cement of mix : | [53 empty] | 10.05 | 12 mm cement plaster finished with a floating coat of neat cement of mix :
10.06 | 1:3 (1 cement: 3 fine sand) |  | 10 | sqm | 298.86 |  |  | Excess(+) | 1 | Full Conversion | INR | [40 empty] | 2988.6 | 2988.6 | INR Two Thousand Nine Hundred & Eighty Eight and Paise Sixty Only | 10.06 | 1:3 (1 cement: 3 fine sand) | 10 | sqm
10.07 | 6 mm cement plaster of mix : | [53 empty] | 10.07 | 6 mm cement plaster of mix :
10.08 | 1:3 (1 cement : 3 fine sand) |  | 55 | sqm | 199.34 |  |  | Excess(+) | 1 | Full Conversion | INR | [40 empty] | 10963.7 | 10963.7 | INR Ten Thousand Nine Hundred & Sixty Three and Paise Seventy Only | 10.08 | 1:3 (1 cement : 3 fine sand) | 55 | sqm
10.09 | 6 mm cement plaster 1:3 (1 cement : 3 fine sand) finished with a floating coat of neat cement and thick coat of Lime wash on top of walls when dry for bearing of R.C.C. slabs and beams. |  | 10 | sqm | 264.49 |  |  | Excess(+) | 1 | Full Conversion | INR | [40 empty] | 2644.9 | 2644.9 | INR Two Thousand Six Hundred & Forty Four and Paise Ninety Only | 10.09 | 6 mm cement plaster 1:3 (1 cement : 3 fine sand) finished with a floating coat of neat cement and thick coat of Lime wash on top of walls when dry for bearing of R.C.C. slabs and beams. | 10 | sqm
10.1 | Pointing on brick work or brick flooring with cement mortar 1:3 (1 cement : 3 fine sand): | [53 empty] | 10.1 | Pointing on brick work or brick flooring with cement mortar 1:3 (1 cement : 3 fine sand):
10.11 | Flush / Ruled/ Struck or weathered pointing |  | 10 | sqm | 167.95 |  |  | Excess(+) | 1 | Full Conversion | INR | [40 empty] | 1679.5 | 1679.5 | INR One Thousand Six Hundred & Seventy Nine and Paise Fifty Only | 10.11 | Flush / Ruled/ Struck or weathered pointing | 10 | sqm
10.12 | White washing with lime to give an even shade : | [53 empty] | 10.12 | White washing with lime to give an even shade :
10.13 | New work (three or more coats) |  | 74.22 | sqm | 25.03 |  |  | Excess(+) | 1 | Full Conversion | INR | [40 empty] | 1857.73 | 1857.73 | INR One Thousand Eight Hundred & Fifty Seven and Paise Seventy Three Only | 10.13 | New work (three or more coats) | 74.22 | sqm
10.14 | Distempering with 1st quality acrylic distemper (ready mixed) having VOC content less than 50 gms/litre, of approved manufacturer, of required shade and colour complete, as per manufacturer's specification. | [53 empty] | 10.14 | Distempering with 1st quality acrylic distemper (ready mixed) having VOC content less than 50 gms/litre, of approved manufacturer, of required shade and colour complete, as per manufacturer's specification.
10.15 | Two or more coats on new work |  | 170 | sqm | 76.41 |  |  | Excess(+) | 1 | Full Conversion | INR | [40 empty] | 12989.7 | 12989.7 | INR Twelve Thousand Nine Hundred & Eighty Nine and Paise Seventy Only | 10.15 | Two or more coats on new work | 170 | sqm
10.16 | Finishing walls with Premium Acrylic Smooth exterior paint with Silicone additives of required shade: | [53 empty] | 10.16 | Finishing walls with Premium Acrylic Smooth exterior paint with Silicone additives of required shade:
10.17 | New work (Two or more coats applied @ 1.43 ltr/10 sqm over and including priming coat of exterior primer applied @ 2.20 kg/10 sqm) |  | 100 | sqm | 141.3 |  |  | Excess(+) | 1 | Full Conversion | INR | [40 empty] | 14130 | 14130 | INR Fourteen Thousand One Hundred & Thirty Only | 10.17 | New work (Two or more coats applied @ 1.43 ltr/10 sqm over and including priming coat of exterior primer applied @ 2.20 kg/10 sqm) | 100 | sqm
10.18 | Painting with synthetic enamel paint of approved brand and manufacture to give an even shade : | [53 empty] | 10.18 | Painting with synthetic enamel paint of approved brand and manufacture to give an even shade :
10.19 | Two or more coats on new work |  | 50 | sqm | 106.58 |  |  | Excess(+) | 1 | Full Conversion | INR | [40 empty] | 5329 | 5329 | INR Five Thousand Three Hundred & Twenty Nine Only | 10.19 | Two or more coats on new work | 50 | sqm
10.2 | Painting with synthetic enamel paint of approved brand and manufacture of required colour to give an even shade : | [53 empty] | 10.2 | Painting with synthetic enamel paint of approved brand and manufacture of required colour to give an even shade :
10.21 | Two or more coats on new work over an under coat of suitable shade with ordinary paint of approved brand and manufacture |  | 10 | sqm | 155.33 |  |  | Excess(+) | 1 | Full Conversion | INR | [40 empty] | 1553.3 | 1553.3 | INR One Thousand Five Hundred & Fifty Three and Paise Thirty Only | 10.21 | Two or more coats on new work over an under coat of suitable shade with ordinary paint of approved brand and manufacture | 10 | sqm
10.22 | Providing and applying white cement based putty of average thickness 1 mm, of approved brand and manufacturer, over the plastered wall surface to prepare the surface even and smooth complete. |  | 200 | sqm | 100.96 |  |  | Excess(+) | 1 | Full Conversion | INR | [40 empty] | 20192 | 20192 | INR Twenty Thousand One Hundred & Ninety Two Only | 10.22 | Providing and applying white cement based putty of average thickness 1 mm, of approved brand and manufacturer, over the plastered wall surface to prepare the surface even and smooth complete. | 200 | sqm
10.23 | Removing dry or oil bound distemper, water proofing cement paint and the like by scrapping, sand papering and preparing the surface smooth including necessary repairs to scratches etc. complete. |  | 220 | sqm | 16 |  |  | Excess(+) | 1 | Full Conversion | INR | [40 empty] | 3520 | 3520 | INR Three Thousand Five Hundred & Twenty Only | 10.23 | Removing dry or oil bound distemper, water proofing cement paint and the like by scrapping, sand papering and preparing the surface smooth including necessary repairs to scratches etc. complete. | 220 | sqm
10.24 | Painting with synthetic enamel paint of approved brand and manufacture of required colour to give an even shade : | [53 empty] | 10.24 | Painting with synthetic enamel paint of approved brand and manufacture of required colour to give an even shade :
10.25 | One or more coats on old work |  | 140 | sqm | 70.1 |  |  | Excess(+) | 1 | Full Conversion | INR | [40 empty] | 9814 | 9814 | INR Nine Thousand Eight Hundred & Fourteen Only | 10.25 | One or more coats on old work | 140 | sqm
10.26 | Polishing on wood work with ready made wax polish of approved brand and manufacture : | [53 empty] | 10.26 | Polishing on wood work with ready made wax polish of approved brand and manufacture :
10.27 | Old work |  | 10 | sqm | 66.9 |  |  | Excess(+) | 1 | Full Conversion | INR | [40 empty] | 669 | 669 | INR Six Hundred & Sixty Nine Only | 10.27 | Old work | 10 | sqm
10.28 | Distempering with 1st quality acrylic distemper (ready made) having VOC content less than 50 gm per ltr. of approved manufacturer and of required shade and colour complete. as per manufacturer's specification. | [53 empty] | 10.28 | Distempering with 1st quality acrylic distemper (ready made) having VOC content less than 50 gm per ltr. of approved manufacturer and of required shade and colour complete. as per manufacturer's specification.
10.29 | One or more coats on old work |  | 200 | sqm | 42.13 |  |  | Excess(+) | 1 | Full Conversion | INR | [40 empty] | 8426 | 8426 | INR Eight Thousand Four Hundred & Twenty Six Only | 10.29 | One or more coats on old work | 200 | sqm
10.3 | Finishing walls with Premium Acrylic Smooth exterior paint with Silicone additives of required shade | [53 empty] | 10.3 | Finishing walls with Premium Acrylic Smooth exterior paint with Silicone additives of required shade
10.31 | Old work (Two or more coats applied @ 1.43 ltr/ 10 sqm) over existing cement paint surface |  | 400 | sqm | 85.71 |  |  | Excess(+) | 1 | Full Conversion | INR | [40 empty] | 34284 | 34284 | INR Thirty Four Thousand Two Hundred & Eighty Four Only | 10.31 | Old work (Two or more coats applied @ 1.43 ltr/ 10 sqm) over existing cement paint surface | 400 | sqm
11 | REPAIRS TO BUILDING | [53 empty] | 11 | REPAIRS TO BUILDING
11.01 | Repairs to plaster of thickness 12 mm to 20 mm in patches of area 2.5 sq.meters and under, including cutting the patch in proper shape, raking out joints and preparing and plastering the surface of the walls complete, including disposal of rubbish to the dumping ground, all complete as per direction of Engineer-in-Charge. | [53 empty] | 11.01 | Repairs to plaster of thickness 12 mm to 20 mm in patches of area 2.5 sq.meters and under, including cutting the patch in proper shape, raking out joints and preparing and plastering the surface of the walls complete, including disposal of rubbish to the dumping ground, all complete as per direction of Engineer-in-Charge.
11.02 | With cement mortar 1:4 (1cement: 4 coarse sand) |  | 20 | sqm | 376.68 |  |  | Excess(+) | 1 | Full Conversion | INR | [40 empty] | 7533.6 | 7533.6 | INR Seven Thousand Five Hundred & Thirty Three and Paise Sixty Only | 11.02 | With cement mortar 1:4 (1cement: 4 coarse sand) | 20 | sqm
11.03 | Fixing chowkhats in existing opening including embedding chowkhats in floors or walls cutting masonry for holdfasts, embedding hold fasts in cement concrete blocks of size 15 x 10 x 10 cm with cement concrete 1:3:6 (1 cement : 3 coarse sand : 6 graded stone aggregate 20 mm nominal size), painting two coats of approved wood preservative to sides of chowkhats and making good the damages to walls and floors as required complete, including disposal of rubbish to the dumping ground, all complete as per direction of Engineer-in-Charge. | [53 empty] | 11.03 | Fixing chowkhats in existing opening including embedding chowkhats in floors or walls cutting masonry for holdfasts, embedding hold fasts in cement concrete blocks of size 15 x 10 x 10 cm with cement concrete 1:3:6 (1 cement : 3 coarse sand : 6 graded stone aggregate 20 mm nominal size), painting two coats of approved wood preservative to sides of chowkhats and making good the damages to walls and floors as required complete, including disposal of rubbish to the dumping ground, all complete as per direction of Engineer-in-Charge.
11.04 | Door chowkhats |  | 7 | each | 1198.47 |  |  | Excess(+) | 1 | Full Conversion | INR | [40 empty] | 8389.29 | 8389.29 | INR Eight Thousand Three Hundred & Eighty Nine and Paise Twenty Nine Only | 11.04 | Door chowkhats | 7 | each
11.05 | Raking out joints in lime or cement mortar and preparing the surface for re-pointing or replastering, including disposal of rubbish to the dumping ground, all complete as per direction of Engineer-in-Charge. |  | 10 | sqm | 45.33 |  |  | Excess(+) | 1 | Full Conversion | INR | [40 empty] | 453.3 | 453.3 | INR Four Hundred & Fifty Three and Paise Thirty Only | 11.05 | Raking out joints in lime or cement mortar and preparing the surface for re-pointing or replastering, including disposal of rubbish to the dumping ground, all complete as per direction of Engineer-in-Charge. | 10 | sqm
11.06 | Providing and fixing double scaffolding system (cup lock type) on the exterior side, up to seven story height made with 40 mm dia M.S. tube 1.5 m centre to centre, horizontal & vertical tubes joining with cup & lock system with M.S. tubes, M.S. tube challies, M.S. clamps and M.S. staircase system in the scaffolding for working platform etc. and maintaining it in a serviceable condition for the required duration as approved and removing it there after .The scaffolding system shall be stiffened with bracings, runners, connection with the building etc wherever required for inspection of work at required locations with essential safety features for the workmen etc. complete as per directions and approval of Engineer-in-charge .The elevational area of the scaffolding shall be measured for payment purpose .The payment will be made once irrespective of duration of scaffolding. |  | 60 | sqm | 226.17 |  |  | Excess(+) | 1 | Full Conversion | INR | [40 empty] | 13570.2 | 13570.2 | INR Thirteen Thousand Five Hundred & Seventy and Paise Twenty Only | 11.06 | Providing and fixing double scaffolding system (cup lock type) on the exterior side, up to seven story height made with 40 mm dia M.S. tube 1.5 m centre to centre, horizontal & vertical tubes joining with cup & lock system with M.S. tubes, M.S. tube challies, M.S. clamps and M.S. staircase system in the scaffolding for working platform etc. and maintaining it in a serviceable condition for the required duration as approved and removing it there after .The scaffolding system shall be stiffened with bracings, runners, connection with the building etc wherever required for inspection of work at required locations with essential safety features for the workmen etc. complete as per directions and approval of Engineer-in-charge .The elevational area of the scaffolding shall be measured for payment purpose .The payment will be made once irrespective of duration of scaffolding. | 60 | sqm
11.07 | Taking out existing wooden door shutter, repair by cutting, painting etc. and refixing of repaired door shutters to existing door frames, including replacement of hinges with screws, etc. as required, all complete as per the direction of the Engineer-in-charge. |  | 15 | each | 261.16 |  |  | Excess(+) | 1 | Full Conversion | INR | [40 empty] | 3917.4 | 3917.4 | INR Three Thousand Nine Hundred & Seventeen and Paise Forty Only | 11.07 | Taking out existing wooden door shutter, repair by cutting, painting etc. and refixing of repaired door shutters to existing door frames, including replacement of hinges with screws, etc. as required, all complete as per the direction of the Engineer-in-charge. | 15 | each
12 | DISMANTLING AND DEMOLISHING | [53 empty] | 12 | DISMANTLING AND DEMOLISHING
12.01 | Demolishing lime concrete manually/ by mechanical means and disposal of material within 50 metres lead as per direction of Engineer- in-charge. |  | 8 | cum | 532.66 |  |  | Excess(+) | 1 | Full Conversion | INR | [40 empty] | 4261.28 | 4261.28 | INR Four Thousand Two Hundred & Sixty One and Paise Twenty Eight Only | 12.01 | Demolishing lime concrete manually/ by mechanical means and disposal of material within 50 metres lead as per direction of Engineer- in-charge. | 8 | cum
12.02 | Demolishing cement concrete manually/ by mechanical means including disposal of material within 50 metres lead as per direction of Engineer - in - charge. | [53 empty] | 12.02 | Demolishing cement concrete manually/ by mechanical means including disposal of material within 50 metres lead as per direction of Engineer - in - charge.
12.03 | Nominal concrete 1:3:6 or richer mix (i/c equivalent design mix) |  | 3 | cum | 1523.41 |  |  | Excess(+) | 1 | Full Conversion | INR | [40 empty] | 4570.23 | 4570.23 | INR Four Thousand Five Hundred & Seventy and Paise Twenty Three Only | 12.03 | Nominal concrete 1:3:6 or richer mix (i/c equivalent design mix) | 3 | cum
12.04 | Nominal concrete 1:4:8 or leaner mix (i/c equivalent design mix) |  | 1 | cum | 940.64 |  |  | Excess(+) | 1 | Full Conversion | INR | [40 empty] | 940.64 | 940.64 | INR Nine Hundred & Forty and Paise Sixty Four Only | 12.04 | Nominal concrete 1:4:8 or leaner mix (i/c equivalent design mix) | 1 | cum
12.05 | Demolishing R.C.C. work manually/ by mechanical means including stacking of steel bars and disposal of unserviceable material within 50 metres lead as per direction of Engineer - in- charge. |  | 10.15 | cum | 2222.45 |  |  | Excess(+) | 1 | Full Conversion | INR | [40 empty] | 22557.87 | 22557.87 | INR Twenty Two Thousand Five Hundred & Fifty Seven and Paise Eighty Seven Only | 12.05 | Demolishing R.C.C. work manually/ by mechanical means including stacking of steel bars and disposal of unserviceable material within 50 metres lead as per direction of Engineer - in- charge. | 10.15 | cum
12.06 | Extra for cutting reinforcement bars manually/ by mechanical means in R.C.C. or R.B. work (Payment shall be made on the cross sectional area of R.C.C. or R.B. work) as per direction of Engineer-in-charge. |  | 20 | sqm | 756.99 |  |  | Excess(+) | 1 | Full Conversion | INR | [40 empty] | 15139.8 | 15139.8 | INR Fifteen Thousand One Hundred & Thirty Nine and Paise Eighty Only | 12.06 | Extra for cutting reinforcement bars manually/ by mechanical means in R.C.C. or R.B. work (Payment shall be made on the cross sectional area of R.C.C. or R.B. work) as per direction of Engineer-in-charge. | 20 | sqm
12.07 | Demolishing brick work manually/ by mechanical means including stacking of serviceable material and disposal of unserviceable material within 50 metres lead as per direction of Engineer-in-charge. | [53 empty] | 12.07 | Demolishing brick work manually/ by mechanical means including stacking of serviceable material and disposal of unserviceable material within 50 metres lead as per direction of Engineer-in-charge.
12.08 | In cement mortar |  | 7.5 | cum | 1288.82 |  |  | Excess(+) | 1 | Full Conversion | INR | [40 empty] | 9666.15 | 9666.15 | INR Nine Thousand Six Hundred & Sixty Six and Paise Fifteen Only | 12.08 | In cement mortar | 7.5 | cum
12.09 | Removing mortar from bricks and cleaning bricks including stacking within a lead of 50 m (stacks of cleaned bricks shall be measured): | [53 empty] | 12.09 | Removing mortar from bricks and cleaning bricks including stacking within a lead of 50 m (stacks of cleaned bricks shall be measured):
12.1 | From brick work in cement mortar |  | 2500 | 1000 Nos | 4279.61 |  |  | Excess(+) | 1 | Full Conversion | INR | [40 empty] | 10699.03 | 10699.03 | INR Ten Thousand Six Hundred & Ninety Nine and Paise Three Only | 12.1 | From brick work in cement mortar | 2500 | 1000 Nos
12.11 | Dismantling doors, windows and clerestory windows (steel or wood) shutter including chowkhats, architrave, holdfasts etc. complete and stacking within 50 metres lead : | [53 empty] | 12.11 | Dismantling doors, windows and clerestory windows (steel or wood) shutter including chowkhats, architrave, holdfasts etc. complete and stacking within 50 metres lead :
12.12 | Of area 3 sq. metres and below |  | 10 | each | 240.68 |  |  | Excess(+) | 1 | Full Conversion | INR | [40 empty] | 2406.8 | 2406.8 | INR Two Thousand Four Hundred & Six and Paise Eighty Only | 12.12 | Of area 3 sq. metres and below | 10 | each
12.13 | Taking out doors, windows and clerestory window shutters (steel or wood) including stacking within 50 metres lead : | [53 empty] | 12.13 | Taking out doors, windows and clerestory window shutters (steel or wood) including stacking within 50 metres lead :
12.14 | Of area 3 sq. metres and below |  | 8 | each | 93.42 |  |  | Excess(+) | 1 | Full Conversion | INR | [40 empty] | 747.36 | 747.36 | INR Seven Hundred & Forty Seven and Paise Thirty Six Only | 12.14 | Of area 3 sq. metres and below | 8 | each
12.15 | Dismantling old plaster or skirting raking out joints and cleaning the surface for plaster including disposal of rubbish to the dumping ground within 50 metres lead. |  | 80 | sqm | 34.2 |  |  | Excess(+) | 1 | Full Conversion | INR | [40 empty] | 2736 | 2736 | INR Two Thousand Seven Hundred & Thirty Six Only | 12.15 | Dismantling old plaster or skirting raking out joints and cleaning the surface for plaster including disposal of rubbish to the dumping ground within 50 metres lead. | 80 | sqm
12.16 | Disposal of building rubbish / malba / similar unserviceable, dismantled or waste materials by mechanical means, including loading, transporting, unloading to approved municipal dumping ground or as approved by Engineer-in-charge, beyond 50 m initial lead, for all leads including all lifts involved. |  | 30 | cum | 121.74 |  |  | Excess(+) | 1 | Full Conversion | INR | [40 empty] | 3652.2 | 3652.2 | INR Three Thousand Six Hundred & Fifty Two and Paise Twenty Only | 12.16 | Disposal of building rubbish / malba / similar unserviceable, dismantled or waste materials by mechanical means, including loading, transporting, unloading to approved municipal dumping ground or as approved by Engineer-in-charge, beyond 50 m initial lead, for all leads including all lifts involved. | 30 | cum
13 | SANITARY INSTALLATIONS | [53 empty] | 13 | SANITARY INSTALLATIONS
13.01 | Providing and fixing water closet squatting pan (Indian type W.C. pan ) with 100 mm sand cast Iron P or S trap, 10 litre low level white P.V.C. flushing cistern, including flush pipe, with manually controlled device (handle lever) conforming to IS : 7231, with all fittings and fixtures complete, including cutting and making good the walls and floors wherever required: | [53 empty] | 13.01 | Providing and fixing water closet squatting pan (Indian type W.C. pan ) with 100 mm sand cast Iron P or S trap, 10 litre low level white P.V.C. flushing cistern, including flush pipe, with manually controlled device (handle lever) conforming to IS : 7231, with all fittings and fixtures complete, including cutting and making good the walls and floors wherever required:
13.02 | White Vitreous china Orissa pattern W.C. pan of size 580x440 mm with integral type foot rests |  | 1 | each | 4753.62 |  |  | Excess(+) | 1 | Full Conversion | INR | [40 empty] | 4753.62 | 4753.62 | INR Four Thousand Seven Hundred & Fifty Three and Paise Sixty Two Only | 13.02 | White Vitreous china Orissa pattern W.C. pan of size 580x440 mm with integral type foot rests | 1 | each
13.03 | Providing and fixing white vitreous china pedestal type water closet (European type W.C. pan) with seat and lid, 10 litre low level white P.V.C. flushing cistern, including flush pipe, with manually controlled device (handle lever), conforming to IS : 7231, with all fittings and fixtures complete, including cutting and making good the walls and floors wherever required : | [53 empty] | 13.03 | Providing and fixing white vitreous china pedestal type water closet (European type W.C. pan) with seat and lid, 10 litre low level white P.V.C. flushing cistern, including flush pipe, with manually controlled device (handle lever), conforming to IS : 7231, with all fittings and fixtures complete, including cutting and making good the walls and floors wherever required :
13.04 | W.C. pan with ISI marked white solid plastic seat and lid |  | 1 | each | 4612.85 |  |  | Excess(+) | 1 | Full Conversion | INR | [40 empty] | 4612.85 | 4612.85 | INR Four Thousand Six Hundred & Twelve and Paise Eighty Five Only | 13.04 | W.C. pan with ISI marked white solid plastic seat and lid | 1 | each
13.05 | Providing and fixing wash basin with C.I. brackets, 15 mm C.P. brass pillar taps, 32 mm C.P. brass waste of standard pattern, including painting of fittings and brackets, cutting and making good the walls wherever require: | [53 empty] | 13.05 | Providing and fixing wash basin with C.I. brackets, 15 mm C.P. brass pillar taps, 32 mm C.P. brass waste of standard pattern, including painting of fittings and brackets, cutting and making good the walls wherever require:
13.06 | White Vitreous China Flat back wash basin size 550x 400 mm with single 15 mm C.P. brass pillar tap |  | 2 | each | 2201.15 |  |  | Excess(+) | 1 | Full Conversion | INR | [40 empty] | 4402.3 | 4402.3 | INR Four Thousand Four Hundred & Two and Paise Thirty Only | 13.06 | White Vitreous China Flat back wash basin size 550x 400 mm with single 15 mm C.P. brass pillar tap | 2 | each
13.07 | Providing and fixing 8 mm dia C.P. / S.S. Jet with flexible tube upto 1 metre long with S.S. triangular plate to Eureopean type W.C. of quality and make as approved by Engineer - in - charge. |  | 2 | each | 260.89 |  |  | Excess(+) | 1 | Full Conversion | INR | [40 empty] | 521.78 | 521.78 | INR Five Hundred & Twenty One and Paise Seventy Eight Only | 13.07 | Providing and fixing 8 mm dia C.P. / S.S. Jet with flexible tube upto 1 metre long with S.S. triangular plate to Eureopean type W.C. of quality and make as approved by Engineer - in - charge. | 2 | each
13.08 | Providing and fixing CP Brass 32mm size Bottle Trap of approved quality & make and as per the direction of Engineer-in-charge. |  | 2 | each | 774.27 |  |  | Excess(+) | 1 | Full Conversion | INR | [40 empty] | 1548.54 | 1548.54 | INR One Thousand Five Hundred & Forty Eight and Paise Fifty Four Only | 13.08 | Providing and fixing CP Brass 32mm size Bottle Trap of approved quality & make and as per the direction of Engineer-in-charge. | 2 | each
13.09 | Providing and fixing CP Brass Single lever telephonic wall mixer of quality & make as approved by Engineer in charge. (a) 15 mm nominal dia |  | 2 | each | 5360.46 |  |  | Excess(+) | 1 | Full Conversion | INR | [40 empty] | 10720.92 | 10720.92 | INR Ten Thousand Seven Hundred & Twenty and Paise Ninety Two Only | 13.09 | Providing and fixing CP Brass Single lever telephonic wall mixer of quality & make as approved by Engineer in charge. (a) 15 mm nominal dia | 2 | each
13.1 | Providing and fixing P.V.C. waste pipe for sink or wash basin including P.V.C. waste fittings complete. | [53 empty] | 13.1 | Providing and fixing P.V.C. waste pipe for sink or wash basin including P.V.C. waste fittings complete.
13.11 | Flexible pipe | [53 empty] | 13.11 | Flexible pipe
13.12 | 32 mm dia |  | 1 | each | 88.65 |  |  | Excess(+) | 1 | Full Conversion | INR | [40 empty] | 88.65 | 88.65 | INR Eighty Eight and Paise Sixty Five Only | 13.12 | 32 mm dia | 1 | each
13.13 | Providing and fixing 600x450 mm beveled edge mirror of superior glass (of approved quality) complete with 6 mm thick hard board ground fixed to wooden cleats with C.P. brass screws and washers complete. |  | 2 | each | 1124.99 |  |  | Excess(+) | 1 | Full Conversion | INR | [40 empty] | 2249.98 | 2249.98 | INR Two Thousand Two Hundred & Forty Nine and Paise Ninety Eight Only | 13.13 | Providing and fixing 600x450 mm beveled edge mirror of superior glass (of approved quality) complete with 6 mm thick hard board ground fixed to wooden cleats with C.P. brass screws and washers complete. | 2 | each
13.14 | Providing and fixing soil, waste and vent pipes : | [53 empty] | 13.14 | Providing and fixing soil, waste and vent pipes :
13.15 | 100 mm dia | [53 empty] | 13.15 | 100 mm dia
13.16 | Centrifugally cast (spun) iron socket & spigot (S&S) pipe as per IS: 3989 |  | 15 | metre | 957.65 |  |  | Excess(+) | 1 | Full Conversion | INR | [40 empty] | 14364.75 | 14364.75 | INR Fourteen Thousand Three Hundred & Sixty Four and Paise Seventy Five Only | 13.16 | Centrifugally cast (spun) iron socket & spigot (S&S) pipe as per IS: 3989 | 15 | metre
13.17 | 75 mm diameter : | [53 empty] | 13.17 | 75 mm diameter :
13.18 | Centrifugally cast (spun) iron socketed pipe as per IS: 3989 |  | 8 | metre | 869.84 |  |  | Excess(+) | 1 | Full Conversion | INR | [40 empty] | 6958.72 | 6958.72 | INR Six Thousand Nine Hundred & Fifty Eight and Paise Seventy Two Only | 13.18 | Centrifugally cast (spun) iron socketed pipe as per IS: 3989 | 8 | metre
13.19 | Providing and fixing M.S. holder-bat clamps of approved design to Sand Cast iron/cast iron (spun) pipe embedded in and including cement concrete blocks 10x10x10 cm of 1:2:4 mix (1 cement : 2 coarse sand : 4 graded stone aggregate 20 mm nominal size), including cost of cutting holes and making good the walls etc. : | [53 empty] | 13.19 | Providing and fixing M.S. holder-bat clamps of approved design to Sand Cast iron/cast iron (spun) pipe embedded in and including cement concrete blocks 10x10x10 cm of 1:2:4 mix (1 cement : 2 coarse sand : 4 graded stone aggregate 20 mm nominal size), including cost of cutting holes and making good the walls etc. :
13.2 | For 100 mm dia pipe |  | 6 | each | 252.04 |  |  | Excess(+) | 1 | Full Conversion | INR | [40 empty] | 1512.24 | 1512.24 | INR One Thousand Five Hundred & Twelve and Paise Twenty Four Only | 13.2 | For 100 mm dia pipe | 6 | each
13.21 | Providing and fixing bend of required degree with access door, insertion rubber washer 3 mm thick, bolts and nuts complete. | [53 empty] | 13.21 | Providing and fixing bend of required degree with access door, insertion rubber washer 3 mm thick, bolts and nuts complete.
13.22 | 100 mm dia | [53 empty] | 13.22 | 100 mm dia
13.23 | Sand cast iron S&S as per IS - 3989 |  | 3 | each | 404.78 |  |  | Excess(+) | 1 | Full Conversion | INR | [40 empty] | 1214.34 | 1214.34 | INR One Thousand Two Hundred & Fourteen and Paise Thirty Four Only | 13.23 | Sand cast iron S&S as per IS - 3989 | 3 | each
13.24 | Providing and fixing plain bend of required degree. | [53 empty] | 13.24 | Providing and fixing plain bend of required degree.
13.25 | 100 mm dia | [53 empty] | 13.25 | 100 mm dia
13.26 | Sand cast iron S&S as per IS : 3989 |  | 2 | each | 342.61 |  |  | Excess(+) | 1 | Full Conversion | INR | [40 empty] | 685.22 | 685.22 | INR Six Hundred & Eighty Five and Paise Twenty Two Only | 13.26 | Sand cast iron S&S as per IS : 3989 | 2 | each
13.27 | Providing and fixing collar : | [53 empty] | 13.27 | Providing and fixing collar :
13.28 | 100 mm | [53 empty] | 13.28 | 100 mm
13.29 | Sand cast iron S&S as per IS - 3989 |  | 3 | each | 359.01 |  |  | Excess(+) | 1 | Full Conversion | INR | [40 empty] | 1077.03 | 1077.03 | INR One Thousand &Seventy Seven and Paise Three Only | 13.29 | Sand cast iron S&S as per IS - 3989 | 3 | each
13.3 | 75 mm | [53 empty] | 13.3 | 75 mm
13.31 | Sand cast iron S&S as per IS - 3989 |  | 2 | each | 224.73 |  |  | Excess(+) | 1 | Full Conversion | INR | [40 empty] | 449.46 | 449.46 | INR Four Hundred & Forty Nine and Paise Forty Six Only | 13.31 | Sand cast iron S&S as per IS - 3989 | 2 | each
13.32 | Providing lead caulked joints to sand cast iron/centrifugally cast (spun) iron pipes and fittings of diameter : | [53 empty] | 13.32 | Providing lead caulked joints to sand cast iron/centrifugally cast (spun) iron pipes and fittings of diameter :
13.33 | 100 mm |  | 10 | each | 422.14 |  |  | Excess(+) | 1 | Full Conversion | INR | [40 empty] | 4221.4 | 4221.4 | INR Four Thousand Two Hundred & Twenty One and Paise Forty Only | 13.33 | 100 mm | 10 | each
13.34 | 75 mm |  | 5 | each | 357.65 |  |  | Excess(+) | 1 | Full Conversion | INR | [40 empty] | 1788.25 | 1788.25 | INR One Thousand Seven Hundred & Eighty Eight and Paise Twenty Five Only | 13.34 | 75 mm | 5 | each
13.35 | Providing and fixing trap of self cleansing design with screwed down or hinged grating with or without vent arm complete, including cost of cutting and making good the walls and floors : | [53 empty] | 13.35 | Providing and fixing trap of self cleansing design with screwed down or hinged grating with or without vent arm complete, including cost of cutting and making good the walls and floors :
13.36 | 100 mm inlet and 100 mm outlet | [53 empty] | 13.36 | 100 mm inlet and 100 mm outlet
13.37 | Sand cast iron S&S as per IS: 3989 |  | 2 | each | 1326.22 |  |  | Excess(+) | 1 | Full Conversion | INR | [40 empty] | 2652.44 | 2652.44 | INR Two Thousand Six Hundred & Fifty Two and Paise Forty Four Only | 13.37 | Sand cast iron S&S as per IS: 3989 | 2 | each
13.38 | 100 mm inlet and 75 mm outlet | [53 empty] | 13.38 | 100 mm inlet and 75 mm outlet
13.39 | Sand cast iron S&S as per IS - 3989 |  | 2 | each | 1384.88 |  |  | Excess(+) | 1 | Full Conversion | INR | [40 empty] | 2769.76 | 2769.76 | INR Two Thousand Seven Hundred & Sixty Nine and Paise Seventy Six Only | 13.39 | Sand cast iron S&S as per IS - 3989 | 2 | each
14 | WATER SUPPLY | [53 empty] | 14 | WATER SUPPLY
14.01 | Providing and fixing G.I. pipes complete with G.I. fittings and clamps, i/c cutting and making good the walls etc. Internal work - Exposed on wall | [53 empty] | 14.01 | Providing and fixing G.I. pipes complete with G.I. fittings and clamps, i/c cutting and making good the walls etc. Internal work - Exposed on wall
14.02 | 20 mm dia nominal bore |  | 10 | metre | 301.71 |  |  | Excess(+) | 1 | Full Conversion | INR | [40 empty] | 3017.1 | 3017.1 | INR Three Thousand &Seventeen and Paise Ten Only | 14.02 | 20 mm dia nominal bore | 10 | metre
14.03 | 40 mm dia nominal bore |  | 1 | metre | 560.81 |  |  | Excess(+) | 1 | Full Conversion | INR | [40 empty] | 560.81 | 560.81 | INR Five Hundred & Sixty and Paise Eighty One Only | 14.03 | 40 mm dia nominal bore | 1 | metre
14.04 | Providing and fixing G.I. Pipes complete with G.I. fittings and clamps, i/c making good the walls etc. concealed pipe, including painting with anti corrosive bitumastic paint, cutting chases and making good the wall : | [53 empty] | 14.04 | Providing and fixing G.I. Pipes complete with G.I. fittings and clamps, i/c making good the walls etc. concealed pipe, including painting with anti corrosive bitumastic paint, cutting chases and making good the wall :
14.05 | 15 mm dia nominal bore |  | 40 | metre | 392.46 |  |  | Excess(+) | 1 | Full Conversion | INR | [40 empty] | 15698.4 | 15698.4 | INR Fifteen Thousand Six Hundred & Ninety Eight and Paise Forty Only | 14.05 | 15 mm dia nominal bore | 40 | metre
14.06 | Providing and fixing G.I. pipes complete with G.I. fittings including trenching and refilling etc. External work | [53 empty] | 14.06 | Providing and fixing G.I. pipes complete with G.I. fittings including trenching and refilling etc. External work
14.07 | 20 mm dia nominal bore |  | 40 | metre | 248.84 |  |  | Excess(+) | 1 | Full Conversion | INR | [40 empty] | 9953.6 | 9953.6 | INR Nine Thousand Nine Hundred & Fifty Three and Paise Sixty Only | 14.07 | 20 mm dia nominal bore | 40 | metre
14.08 | 25 mm dia nominal bore |  | 15 | metre | 319.64 |  |  | Excess(+) | 1 | Full Conversion | INR | [40 empty] | 4794.6 | 4794.6 | INR Four Thousand Seven Hundred & Ninety Four and Paise Sixty Only | 14.08 | 25 mm dia nominal bore | 15 | metre
14.09 | 32 mm dia nominal bore |  | 5 | metre | 372.38 |  |  | Excess(+) | 1 | Full Conversion | INR | [40 empty] | 1861.9 | 1861.9 | INR One Thousand Eight Hundred & Sixty One and Paise Ninety Only | 14.09 | 32 mm dia nominal bore | 5 | metre
14.1 | Making connection of G.I. distribution branch with G.I. main of following sizes by providing and fixing tee, including cutting and threading the pipe etc. complete : | [53 empty] | 14.1 | Making connection of G.I. distribution branch with G.I. main of following sizes by providing and fixing tee, including cutting and threading the pipe etc. complete :
14.11 | 25 to 40 mm nominal bore |  | 1 | each | 590.49 |  |  | Excess(+) | 1 | Full Conversion | INR | [40 empty] | 590.49 | 590.49 | INR Five Hundred & Ninety and Paise Forty Nine Only | 14.11 | 25 to 40 mm nominal bore | 1 | each
14.12 | Providing and fixing gun metal gate valve with C.I. wheel of approved quality (screwed end) : | [53 empty] | 14.12 | Providing and fixing gun metal gate valve with C.I. wheel of approved quality (screwed end) :
14.13 | 25 mm nominal bore |  | 1 | each | 435.91 |  |  | Excess(+) | 1 | Full Conversion | INR | [40 empty] | 435.91 | 435.91 | INR Four Hundred & Thirty Five and Paise Ninety One Only | 14.13 | 25 mm nominal bore | 1 | each
14.14 | 20 mm nominal bore |  | 3 | each | 403.51 |  |  | Excess(+) | 1 | Full Conversion | INR | [40 empty] | 1210.53 | 1210.53 | INR One Thousand Two Hundred & Ten and Paise Fifty Three Only | 14.14 | 20 mm nominal bore | 3 | each
14.15 | Providing and fixing ball valve (brass) of approved quality, High or low pressure, with plastic floats complete : | [53 empty] | 14.15 | Providing and fixing ball valve (brass) of approved quality, High or low pressure, with plastic floats complete :
14.16 | 20 mm nominal bore |  | 1 | each | 338.8 |  |  | Excess(+) | 1 | Full Conversion | INR | [40 empty] | 338.8 | 338.8 | INR Three Hundred & Thirty Eight and Paise Eighty Only | 14.16 | 20 mm nominal bore | 1 | each
14.17 | Providing and fixing brass ferrule with C.I. mouth cover including boring and tapping the main : | [53 empty] | 14.17 | Providing and fixing brass ferrule with C.I. mouth cover including boring and tapping the main :
14.18 | 20 mm nominal bore |  | 1 | each | 298.42 |  |  | Excess(+) | 1 | Full Conversion | INR | [40 empty] | 298.42 | 298.42 | INR Two Hundred & Ninety Eight and Paise Forty Two Only | 14.18 | 20 mm nominal bore | 1 | each
14.19 | Providing and fixing uplasticised PVC connection pipe with brass unions : | [53 empty] | 14.19 | Providing and fixing uplasticised PVC connection pipe with brass unions :
14.2 | 45 cm length | [53 empty] | 14.2 | 45 cm length
14.21 | 15 mm nominal bore |  | 8 | each | 72.78 |  |  | Excess(+) | 1 | Full Conversion | INR | [40 empty] | 582.24 | 582.24 | INR Five Hundred & Eighty Two and Paise Twenty Four Only | 14.21 | 15 mm nominal bore | 8 | each
14.22 | Constructing masonry Chamber 30x30x50 cm inside, in brick work in cement mortar 1:4 (1 cement :4 coarse sand) for stop cock, with C. I. surface box 100x100 x75 mm (inside) with hinged cover fixed in cement concrete slab 1:2:4 mix (1 cement : 2 coarse sand : 4 graded stone aggregate 20 mm nominal size), i/c necessary excavation, foundation concrete 1:5:10 ( 1 cement : 5 fine sand : 10 graded stone aggregate 40mm nominal size ) and inside plastering with cement mortar 1:3 (1 cement : 3 coarse sand) 12mm thick, finished with a floating coat of neat cement complete as per standard design : | [53 empty] | 14.22 | Constructing masonry Chamber 30x30x50 cm inside, in brick work in cement mortar 1:4 (1 cement :4 coarse sand) for stop cock, with C. I. surface box 100x100 x75 mm (inside) with hinged cover fixed in cement concrete slab 1:2:4 mix (1 cement : 2 coarse sand : 4 graded stone aggregate 20 mm nominal size), i/c necessary excavation, foundation concrete 1:5:10 ( 1 cement : 5 fine sand : 10 graded stone aggregate 40mm nominal size ) and inside plastering with cement mortar 1:3 (1 cement : 3 coarse sand) 12mm thick, finished with a floating coat of neat cement complete as per standard design :
14.23 | With common burnt clay F.P.S.(non modular) bricks of class designation 7.5 |  | 1 | each | 1387.51 |  |  | Excess(+) | 1 | Full Conversion | INR | [40 empty] | 1387.51 | 1387.51 | INR One Thousand Three Hundred & Eighty Seven and Paise Fifty One Only | 14.23 | With common burnt clay F.P.S.(non modular) bricks of class designation 7.5 | 1 | each
14.24 | Painting G.I. pipes and fittings with two coats of anti-corrosive bitumastic paint of approved quality : | [53 empty] | 14.24 | Painting G.I. pipes and fittings with two coats of anti-corrosive bitumastic paint of approved quality :
14.25 | 20 mm diameter pipe |  | 40 | metre | 9.73 |  |  | Excess(+) | 1 | Full Conversion | INR | [40 empty] | 389.2 | 389.2 | INR Three Hundred & Eighty Nine and Paise Twenty Only | 14.25 | 20 mm diameter pipe | 40 | metre
14.26 | 25 mm diameter pipe |  | 15 | metre | 12.41 |  |  | Excess(+) | 1 | Full Conversion | INR | [40 empty] | 186.15 | 186.15 | INR One Hundred & Eighty Six and Paise Fifteen Only | 14.26 | 25 mm diameter pipe | 15 | metre
14.27 | 32 mm diameter pipe |  | 5 | metre | 14.95 |  |  | Excess(+) | 1 | Full Conversion | INR | [40 empty] | 74.75 | 74.75 | INR Seventy Four and Paise Seventy Five Only | 14.27 | 32 mm diameter pipe | 5 | metre
14.28 | Providing and filling sand of grading zone V or coarser grade, allround the G.I. pipes in external work : | [53 empty] | 14.28 | Providing and filling sand of grading zone V or coarser grade, allround the G.I. pipes in external work :
14.29 | 20 mm diameter pipe |  | 40 | metre | 126.74 |  |  | Excess(+) | 1 | Full Conversion | INR | [40 empty] | 5069.6 | 5069.6 | INR Five Thousand &Sixty Nine and Paise Sixty Only | 14.29 | 20 mm diameter pipe | 40 | metre
14.3 | 25 mm diameter pipe |  | 15 | metre | 130.12 |  |  | Excess(+) | 1 | Full Conversion | INR | [40 empty] | 1951.8 | 1951.8 | INR One Thousand Nine Hundred & Fifty One and Paise Eighty Only | 14.3 | 25 mm diameter pipe | 15 | metre
14.31 | 32 mm diameter pipe |  | 5 | metre | 133.49 |  |  | Excess(+) | 1 | Full Conversion | INR | [40 empty] | 667.45 | 667.45 | INR Six Hundred & Sixty Seven and Paise Forty Five Only | 14.31 | 32 mm diameter pipe | 5 | metre
14.32 | Providing and fixing G.I. Union in G.I. pipe including cutting and threading the pipe and making long screws etc. complete (New work) : | [53 empty] | 14.32 | Providing and fixing G.I. Union in G.I. pipe including cutting and threading the pipe and making long screws etc. complete (New work) :
14.33 | 15 mm nominal bore |  | 2 | each | 206.71 |  |  | Excess(+) | 1 | Full Conversion | INR | [40 empty] | 413.42 | 413.42 | INR Four Hundred & Thirteen and Paise Forty Two Only | 14.33 | 15 mm nominal bore | 2 | each
14.34 | 20 mm nominal bore |  | 4 | each | 228.98 |  |  | Excess(+) | 1 | Full Conversion | INR | [40 empty] | 915.92 | 915.92 | INR Nine Hundred & Fifteen and Paise Ninety Two Only | 14.34 | 20 mm nominal bore | 4 | each
14.35 | 25 mm nominal bore |  | 1 | each | 298.2 |  |  | Excess(+) | 1 | Full Conversion | INR | [40 empty] | 298.2 | 298.2 | INR Two Hundred & Ninety Eight and Paise Twenty Only | 14.35 | 25 mm nominal bore | 1 | each
14.36 | Providing and placing on terrace (at all floor levels) polyethylene water storage tank, IS : 12701 marked, with cover and suitable locking arrangement and making necessary holes for inlet, outlet and overflow pipes but without fittings and the base support for tank. |  | 750 | per litre | 7.72 |  |  | Excess(+) | 1 | Full Conversion | INR | [40 empty] | 5790 | 5790 | INR Five Thousand Seven Hundred & Ninety Only | 14.36 | Providing and placing on terrace (at all floor levels) polyethylene water storage tank, IS : 12701 marked, with cover and suitable locking arrangement and making necessary holes for inlet, outlet and overflow pipes but without fittings and the base support for tank. | 750 | per litre
14.37 | Providing and fixing C.P. brass bib cock of approved quality conforming to IS:8931 : | [53 empty] | 14.37 | Providing and fixing C.P. brass bib cock of approved quality conforming to IS:8931 :
14.38 | 15 mm nominal bore |  | 3 | each | 367.34 |  |  | Excess(+) | 1 | Full Conversion | INR | [40 empty] | 1102.02 | 1102.02 | INR One Thousand One Hundred & Two and Paise Two Only | 14.38 | 15 mm nominal bore | 3 | each
14.39 | Providing and fixing C.P. brass long body bib cock of approved quality conforming to IS standards and weighing not less than 690 gms. | [53 empty] | 14.39 | Providing and fixing C.P. brass long body bib cock of approved quality conforming to IS standards and weighing not less than 690 gms.
14.4 | 15 mm nominal bore |  | 2 | each | 484.31 |  |  | Excess(+) | 1 | Full Conversion | INR | [40 empty] | 968.62 | 968.62 | INR Nine Hundred & Sixty Eight and Paise Sixty Two Only | 14.4 | 15 mm nominal bore | 2 | each
14.41 | Providing and fixing C.P. brass stop cock (concealed) of standard design and of approved make conforming to IS:8931. | [53 empty] | 14.41 | Providing and fixing C.P. brass stop cock (concealed) of standard design and of approved make conforming to IS:8931.
14.42 | 15 mm nominal bore |  | 5 | each | 531.57 |  |  | Excess(+) | 1 | Full Conversion | INR | [40 empty] | 2657.85 | 2657.85 | INR Two Thousand Six Hundred & Fifty Seven and Paise Eighty Five Only | 14.42 | 15 mm nominal bore | 5 | each
14.43 | Providing and fixing C.P. brass angle valve for basin mixer and geyser points of approved quality conforming to IS:8931 | [53 empty] | 14.43 | Providing and fixing C.P. brass angle valve for basin mixer and geyser points of approved quality conforming to IS:8931
14.44 | 15mm nominal bore |  | 10 | each | 466.46 |  |  | Excess(+) | 1 | Full Conversion | INR | [40 empty] | 4664.6 | 4664.6 | INR Four Thousand Six Hundred & Sixty Four and Paise Sixty Only | 14.44 | 15mm nominal bore | 10 | each
14.45 | Providing and fixing C.P. Brass extension nipple (size 15mmx50mm) of approved make and quality as per direction of Engineer-in-charge. |  | 17 | each | 53.7 |  |  | Excess(+) | 1 | Full Conversion | INR | [40 empty] | 912.9 | 912.9 | INR Nine Hundred & Twelve and Paise Ninety Only | 14.45 | Providing and fixing C.P. Brass extension nipple (size 15mmx50mm) of approved make and quality as per direction of Engineer-in-charge. | 17 | each
14.46 | Providing and fixing enclosed type water meter (bulk type) conforming to IS : 2373 and tested by Municipal Board complete with bolts, nuts, rubber insertions etc. (The tail pieces if required will be paid separately) : | [53 empty] | 14.46 | Providing and fixing enclosed type water meter (bulk type) conforming to IS : 2373 and tested by Municipal Board complete with bolts, nuts, rubber insertions etc. (The tail pieces if required will be paid separately) :
14.47 | 80 mm dia nominal bore |  | 1 | each | 3135.55 |  |  | Excess(+) | 1 | Full Conversion | INR | [40 empty] | 3135.55 | 3135.55 | INR Three Thousand One Hundred & Thirty Five and Paise Fifty Five Only | 14.47 | 80 mm dia nominal bore | 1 | each
14.48 | Cutting holes up to 30x30 cm in walls including making good the same: | [53 empty] | 14.48 | Cutting holes up to 30x30 cm in walls including making good the same:
14.49 | With common burnt clay F.P.S. (non modular) bricks |  | 3 | each | 286.94 |  |  | Excess(+) | 1 | Full Conversion | INR | [40 empty] | 860.82 | 860.82 | INR Eight Hundred & Sixty and Paise Eighty Two Only | 14.49 | With common burnt clay F.P.S. (non modular) bricks | 3 | each
15 | DRAINAGE | [53 empty] | 15 | DRAINAGE
15.01 | Making connection of drain or sewer line with existing manhole including breaking into and making good the walls, floors with cement concrete 1:2:4 mix (1 cement : 2 coarse sand : 4 graded stone aggregate 20 mm nominal size) cement plastered on both sides with cement mortar 1:3 (1 cement : 3 coarse sand), finished with a floating coat of neat cement and making necessary channels for the drain etc. complete : | [53 empty] | 15.01 | Making connection of drain or sewer line with existing manhole including breaking into and making good the walls, floors with cement concrete 1:2:4 mix (1 cement : 2 coarse sand : 4 graded stone aggregate 20 mm nominal size) cement plastered on both sides with cement mortar 1:3 (1 cement : 3 coarse sand), finished with a floating coat of neat cement and making necessary channels for the drain etc. complete :
15.02 | For pipes 100 to 250 mm diameter |  | 3 | each | 546.69 |  |  | Excess(+) | 1 | Full Conversion | INR | [40 empty] | 1640.07 | 1640.07 | INR One Thousand Six Hundred & Forty and Paise Seven Only | 15.02 | For pipes 100 to 250 mm diameter | 3 | each
16 | WATER PROOFING | [53 empty] | 16 | WATER PROOFING
16.01 | Providing and laying water proofing treatment in sunken portion of WCs, bathroom etc., by applying cement slurry mixed with water proofing cement compound consisting of applying : (a) First layer of slurry of cement @ 0.488 kg/sqm mixed with water proofing cement compound @ 0.253 kg/ sqm. This layer will be allowed to air cure for 4 hours. (b) Second layer of slurry of cement @ 0.242 kg/sqm mixed with water proofing cement compound @ 0.126 kg/sqm. This layer will be allowed to air cure for 4 hours followed with water curing for 48 hours. The rate includes preparation of surface, treatment and sealing of all joints, corners, junctions of pipes and masonry with polymer mixed slurry. |  | 13 | sqm | 408.24 |  |  | Excess(+) | 1 | Full Conversion | INR | [40 empty] | 5307.12 | 5307.12 | INR Five Thousand Three Hundred & Seven and Paise Twelve Only | 16.01 | Providing and laying water proofing treatment in sunken portion of WCs, bathroom etc., by applying cement slurry mixed with water proofing cement compound consisting of applying : (a) First layer of slurry of cement @ 0.488 kg/sqm mixed with water proofing cement compound @ 0.253 kg/ sqm. This layer will be allowed to air cure for 4 hours. (b) Second layer of slurry of cement @ 0.242 kg/sqm mixed with water proofing cement compound @ 0.126 kg/sqm. This layer will be allowed to air cure for 4 hours followed with water curing for 48 hours. The rate includes preparation of surface, treatment and sealing of all joints, corners, junctions of pipes and masonry with polymer mixed slurry. | 13 | sqm
16.02 | Providing and laying integral cement based water proofing treatment including preparation of surface as required for treatment of roofs, balconies, terraces etc consisting of following operations: (a) Applying a slurry coat of neat cement using 2.75 kg/sqm of cement admixed with water proofing compound conforming to IS. 2645 and approved by Engineer-in-charge over the RCC slab including adjoining walls upto 300 mm height including cleaning the surface before treatment. (b) Laying brick bats with mortar using broken bricks/brick bats 25 mm to 115 mm size with 50% of cement mortar 1:5 (1 cement : 5 coarse sand) admixed with water proofing compound conforming to IS : 2645 and approved by Engineer-in-charge over 20 mm thick layer of cement mortar of mix 1:5 (1 cement :5 coarse sand ) admixed with water proofing compound conforming to IS : 2645 and approved by Engineer-in-charge to required slope and treating similarly the adjoining walls upto 300 mm height including rounding of junctions of walls and slabs. (c) After two days of proper curing applying a second coat of cement slurry using 2.75 kg/ sqm of cement admixed with water proofing compound conforming to IS : 2645 and approved by Engineer-in-charge. (d) Finishing the surface with 20 mm thick jointless cement mortar of mix 1:4 (1 cement :4 coarse sand) admixed with water proofing compound conforming to IS : 2645 and approved by Engineer-in-charge including laying glass fibre cloth of approved quality in top layer of plaster and finally finishing the surface with trowel with neat cement slurry and making pattern of 300x300 mm square 3 mm deep. (e) The whole terrace so finished shall be flooded with water for a minimum period of two weeks for curing and for final test.“All above operations to be done in order and as directed and specified by the Engineer-in-Charge : | [53 empty] | 16.02 | Providing and laying integral cement based water proofing treatment including preparation of surface as required for treatment of roofs, balconies, terraces etc consisting of following operations: (a) Applying a slurry coat of neat cement using 2.75 kg/sqm of cement admixed with water proofing compound conforming to IS. 2645 and approved by Engineer-in-charge over the RCC slab including adjoining walls upto 300 mm height including cleaning the surface before treatment. (b) Laying brick bats with mortar using broken bricks/brick bats 25 mm to 115 mm size with 50% of cement mortar 1:5 (1 cement : 5 coarse sand) admixed with water proofing compound conforming to IS : 2645 and approved by Engineer-in-charge over 20 mm thick layer of cement mortar of mix 1:5 (1 cement :5 coarse sand ) admixed with water proofing compound conforming to IS : 2645 and approved by Engineer-in-charge to required slope and treating similarly the adjoining walls upto 300 mm height including rounding of junctions of walls and slabs. (c) After two days of proper curing applying a second coat of cement slurry using 2.75 kg/ sqm of cement admixed with water proofing compound conforming to IS : 2645 and approved by Engineer-in-charge. (d) Finishing the surface with 20 mm thick jointless cement mortar of mix 1:4 (1 cement :4 coarse sand) admixed with water proofing compound conforming to IS : 2645 and approved by Engineer-in-charge including laying glass fibre cloth of approved quality in top layer of plaster and finally finishing the surface with trowel with neat cement slurry and making pattern of 300x300 mm square 3 mm deep. (e) The whole terrace so finished shall be flooded with water for a minimum period of two weeks for curing and for final test.“All above operations to be done in order and as directed and specified by the Engineer-in-Charge :
16.03 | With average thickness of 120 mm and minimum thickness at khurra as 65 mm. |  | 75 | sqm | 1226.22 |  |  | Excess(+) | 1 | Full Conversion | INR | [40 empty] | 91966.5 | 91966.5 | INR Ninety One Thousand Nine Hundred & Sixty Six and Paise Fifty Only | 16.03 | With average thickness of 120 mm and minimum thickness at khurra as 65 mm. | 75 | sqm
17 | NEW TECHNOLOGIES AND MATERIALS | [53 empty] | 17 | NEW TECHNOLOGIES AND MATERIALS
17.01 | Providing, mixing and applying bonding coat of approved adhesive on chipped portion of RCC as per specifications and direction of Engineer-In-charge complete in all respect. | [53 empty] | 17.01 | Providing, mixing and applying bonding coat of approved adhesive on chipped portion of RCC as per specifications and direction of Engineer-In-charge complete in all respect.
17.02 | Epoxy bonding adhesive having coverage 2.20 sqm/kg of approved make |  | 3 | sqm | 340.64 |  |  | Excess(+) | 1 | Full Conversion | INR | [40 empty] | 1021.92 | 1021.92 | INR One Thousand &Twenty One and Paise Ninety Two Only | 17.02 | Epoxy bonding adhesive having coverage 2.20 sqm/kg of approved make | 3 | sqm
18 | MINOR CIVIL MAINTENANCE WORK: | [53 empty] | 18 | MINOR CIVIL MAINTENANCE WORK:
18.01 | "Providing and laying in position cement concrete of specified grade excluding the cost of centering and shuttering - All work up to plinth level : 1:5:10 (1 cement : 5 coarse sand (zone-III) derived from natural sources: 10 graded brick aggregate 40 mm nominal size derived from natural sources) |  | 1.3 | Cum | 4942.04 |  |  | Excess(+) | 1 | Full Conversion | INR | [40 empty] | 6424.65 | 6424.65 | INR Six Thousand Four Hundred & Twenty Four and Paise Sixty Five Only | 18.01 | "Providing and laying in position cement concrete of specified grade excluding the cost of centering and shuttering - All work up to plinth level : 1:5:10 (1 cement : 5 coarse sand (zone-III) derived from natural sources: 10 graded brick aggregate 40 mm nominal size derived from natural sources) | 1.3 | Cum
18.02 | "P/F C.P brass towel rod complete with two C.P.brass brackets fixed to wooden cleats with C.P. brass screws of approved quality size of 600 x 20 mm. |  | 2 | Each | 422.32 |  |  | Excess(+) | 1 | Full Conversion | INR | [40 empty] | 844.64 | 844.64 | INR Eight Hundred & Forty Four and Paise Sixty Four Only | 18.02 | "P/F C.P brass towel rod complete with two C.P.brass brackets fixed to wooden cleats with C.P. brass screws of approved quality size of 600 x 20 mm. | 2 | Each
18.03 | "Providing and fixing C.P. grating with or without hole for waste pipe for floor/ nahani trap 100 mm dia. weight not less than 100 grams. |  | 5 | Each | 58.66 |  |  | Excess(+) | 1 | Full Conversion | INR | [40 empty] | 293.3 | 293.3 | INR Two Hundred & Ninety Three and Paise Thirty Only | 18.03 | "Providing and fixing C.P. grating with or without hole for waste pipe for floor/ nahani trap 100 mm dia. weight not less than 100 grams. | 5 | Each
18.04 | "Providing and fixing C.P flange for C.P bib cock/C.P angle stop cock. |  | 17 | Each | 29.33 |  |  | Excess(+) | 1 | Full Conversion | INR | [40 empty] | 498.61 | 498.61 | INR Four Hundred & Ninety Eight and Paise Sixty One Only | 18.04 | "Providing and fixing C.P flange for C.P bib cock/C.P angle stop cock. | 17 | Each
18.05 | "Providing and fixing C.P Brass shower rose 15 mm or 20 mm inlet with shower arm (a) 75 mm dia fancy type. |  | 2 | Each | 504.44 |  |  | Excess(+) | 1 | Full Conversion | INR | [40 empty] | 1008.88 | 1008.88 | INR One Thousand &Eight and Paise Eighty Eight Only | 18.05 | "Providing and fixing C.P Brass shower rose 15 mm or 20 mm inlet with shower arm (a) 75 mm dia fancy type. | 2 | Each
18.06 | "Providing and fixing ISI marked flush door shutter non decorative type, core of block board construction with frame of first class hard wood and well matched commercial 3 ply veneering with vertical grains or cross bands and face veneers on both faces of shutters. 35 mm thick including ISI marked M.S butt hinges with necessary screw complete. |  | 4 | Sqm | 1945.33 |  |  | Excess(+) | 1 | Full Conversion | INR | [40 empty] | 7781.32 | 7781.32 | INR Seven Thousand Seven Hundred & Eighty One and Paise Thirty Two Only | 18.06 | "Providing and fixing ISI marked flush door shutter non decorative type, core of block board construction with frame of first class hard wood and well matched commercial 3 ply veneering with vertical grains or cross bands and face veneers on both faces of shutters. 35 mm thick including ISI marked M.S butt hinges with necessary screw complete. | 4 | Sqm
18.07 | Providing and fixing C.P basin mixer of 15 mm nominal bore (L&K) make for one piece only |  | 3 | Each | 2053.05 |  |  | Excess(+) | 1 | Full Conversion | INR | [40 empty] | 6159.15 | 6159.15 | INR Six Thousand One Hundred & Fifty Nine and Paise Fifteen Only | 18.07 | Providing and fixing C.P basin mixer of 15 mm nominal bore (L&K) make for one piece only | 3 | Each
18.08 | "Providing and fixing 15 mm nominal bore C.P brass two way bib cock of L&K or approved equivalent make. |  | 2 | Each | 1014.91 |  |  | Excess(+) | 1 | Full Conversion | INR | [40 empty] | 2029.82 | 2029.82 | INR Two Thousand &Twenty Nine and Paise Eighty Two Only | 18.08 | "Providing and fixing 15 mm nominal bore C.P brass two way bib cock of L&K or approved equivalent make. | 2 | Each
18.09 | Providing and fixing 15 mm nominal bore two way angle valve of make L&K or approved equivalent make. |  | 2 | Each | 1014.91 |  |  | Excess(+) | 1 | Full Conversion | INR | [40 empty] | 2029.82 | 2029.82 | INR Two Thousand &Twenty Nine and Paise Eighty Two Only | 18.09 | Providing and fixing 15 mm nominal bore two way angle valve of make L&K or approved equivalent make. | 2 | Each
18.1 | Brick work with available bricks in superstructure above plinth level up to floor v level in all shapes and sizes in: |  | 3 | Cum | 2284.88 |  |  | Excess(+) | 1 | Full Conversion | INR | [40 empty] | 6854.64 | 6854.64 | INR Six Thousand Eight Hundred & Fifty Four and Paise Sixty Four Only | 18.1 | Brick work with available bricks in superstructure above plinth level up to floor v level in all shapes and sizes in: | 3 | Cum
Total in Figures | [51 empty] | 1044396.9 | 1044396.9 | INR Ten Lakh Forty Four Thousand Three Hundred & Ninety Six and Paise Ninety Only
Quoted Rate in Figures |  |  |  | Select | [47 empty] | 0 | 0 | INR Zero Only
Quoted Rate in Words |  | INR Zero Only
Note on K18: gepadmin: 1. If you choose "Full Conversion" then Column BA (AMOUNT) and Column BB (TAXES) BOTH values will be convert based on selected Currency in (Column L). 2. If you choose "Partial Conversion" then Column BA (AMOUNT) only will be converted based on selected currency (Column L) and Column BB (TAXES) value (INR) will be added to the converted values.
Note on K20: gepadmin: 1. If you choose "Full Conversion" then Column BA (AMOUNT) and Column BB (TAXES) BOTH values will be convert based on selected Currency in (Column L). 2. If you choose "Partial Conversion" then Column BA (AMOUNT) only will be converted based on selected currency (Column L) and Column BB (TAXES) value (INR) will be added to the converted values.
Note on K21: gepadmin: 1. If you choose "Full Conversion" then Column BA (AMOUNT) and Column BB (TAXES) BOTH values will be convert based on selected Currency in (Column L). 2. If you choose "Partial Conversion" then Column BA (AMOUNT) only will be converted based on selected currency (Column L) and Column BB (TAXES) value (INR) will be added to the converted values.
Note on K23: gepadmin: 1. If you choose "Full Conversion" then Column BA (AMOUNT) and Column BB (TAXES) BOTH values will be convert based on selected Currency in (Column L). 2. If you choose "Partial Conversion" then Column BA (AMOUNT) only will be converted based on selected currency (Column L) and Column BB (TAXES) value (INR) will be added to the converted values.
Note on K48: gepadmin: 1. If you choose "Full Conversion" then Column BA (AMOUNT) and Column BB (TAXES) BOTH values will be convert based on selected Currency in (Column L). 2. If you choose "Partial Conversion" then Column BA (AMOUNT) only will be converted based on selected currency (Column L) and Column BB (TAXES) value (INR) will be added to the converted values.
Note on K50: gepadmin: 1. If you choose "Full Conversion" then Column BA (AMOUNT) and Column BB (TAXES) BOTH values will be convert based on selected Currency in (Column L). 2. If you choose "Partial Conversion" then Column BA (AMOUNT) only will be converted based on selected currency (Column L) and Column BB (TAXES) value (INR) will be added to the converted values.
Note on K15: gepadmin: 1. If you choose "Full Conversion" then Column BA (AMOUNT) and Column BB (TAXES) BOTH values will be convert based on selected Currency in (Column L). 2. If you choose "Partial Conversion" then Column BA (AMOUNT) only will be converted based on selected currency (Column L) and Column BB (TAXES) value (INR) will be added to the converted values.
Note on K52: gepadmin: 1. If you choose "Full Conversion" then Column BA (AMOUNT) and Column BB (TAXES) BOTH values will be convert based on selected Currency in (Column L). 2. If you choose "Partial Conversion" then Column BA (AMOUNT) only will be converted based on selected currency (Column L) and Column BB (TAXES) value (INR) will be added to the converted values.
Note on K54: gepadmin: 1. If you choose "Full Conversion" then Column BA (AMOUNT) and Column BB (TAXES) BOTH values will be convert based on selected Currency in (Column L). 2. If you choose "Partial Conversion" then Column BA (AMOUNT) only will be converted based on selected currency (Column L) and Column BB (TAXES) value (INR) will be added to the converted values.
Note on K56: gepadmin: 1. If you choose "Full Conversion" then Column BA (AMOUNT) and Column BB (TAXES) BOTH values will be convert based on selected Currency in (Column L). 2. If you choose "Partial Conversion" then Column BA (AMOUNT) only will be converted based on selected currency (Column L) and Column BB (TAXES) value (INR) will be added to the converted values.
Note on K58: gepadmin: 1. If you choose "Full Conversion" then Column BA (AMOUNT) and Column BB (TAXES) BOTH values will be convert based on selected Currency in (Column L). 2. If you choose "Partial Conversion" then Column BA (AMOUNT) only will be converted based on selected currency (Column L) and Column BB (TAXES) value (INR) will be added to the converted values.
Note on K60: gepadmin: 1. If you choose "Full Conversion" then Column BA (AMOUNT) and Column BB (TAXES) BOTH values will be convert based on selected Currency in (Column L). 2. If you choose "Partial Conversion" then Column BA (AMOUNT) only will be converted based on selected currency (Column L) and Column BB (TAXES) value (INR) will be added to the converted values.
Note on K25: gepadmin: 1. If you choose "Full Conversion" then Column BA (AMOUNT) and Column BB (TAXES) BOTH values will be convert based on selected Currency in (Column L). 2. If you choose "Partial Conversion" then Column BA (AMOUNT) only will be converted based on selected currency (Column L) and Column BB (TAXES) value (INR) will be added to the converted values.
Note on K27: gepadmin: 1. If you choose "Full Conversion" then Column BA (AMOUNT) and Column BB (TAXES) BOTH values will be convert based on selected Currency in (Column L). 2. If you choose "Partial Conversion" then Column BA (AMOUNT) only will be converted based on selected currency (Column L) and Column BB (TAXES) value (INR) will be added to the converted values.
Note on K29: gepadmin: 1. If you choose "Full Conversion" then Column BA (AMOUNT) and Column BB (TAXES) BOTH values will be convert based on selected Currency in (Column L). 2. If you choose "Partial Conversion" then Column BA (AMOUNT) only will be converted based on selected currency (Column L) and Column BB (TAXES) value (INR) will be added to the converted values.
Note on K41: gepadmin: 1. If you choose "Full Conversion" then Column BA (AMOUNT) and Column BB (TAXES) BOTH values will be convert based on selected Currency in (Column L). 2. If you choose "Partial Conversion" then Column BA (AMOUNT) only will be converted based on selected currency (Column L) and Column BB (TAXES) value (INR) will be added to the converted values.
Note on K44: gepadmin: 1. If you choose "Full Conversion" then Column BA (AMOUNT) and Column BB (TAXES) BOTH values will be convert based on selected Currency in (Column L). 2. If you choose "Partial Conversion" then Column BA (AMOUNT) only will be converted based on selected currency (Column L) and Column BB (TAXES) value (INR) will be added to the converted values.
Note on K46: gepadmin: 1. If you choose "Full Conversion" then Column BA (AMOUNT) and Column BB (TAXES) BOTH values will be convert based on selected Currency in (Column L). 2. If you choose "Partial Conversion" then Column BA (AMOUNT) only will be converted based on selected currency (Column L) and Column BB (TAXES) value (INR) will be added to the converted values.
Note on K36: gepadmin: 1. If you choose "Full Conversion" then Column BA (AMOUNT) and Column BB (TAXES) BOTH values will be convert based on selected Currency in (Column L). 2. If you choose "Partial Conversion" then Column BA (AMOUNT) only will be converted based on selected currency (Column L) and Column BB (TAXES) value (INR) will be added to the converted values.
Note on K38: gepadmin: 1. If you choose "Full Conversion" then Column BA (AMOUNT) and Column BB (TAXES) BOTH values will be convert based on selected Currency in (Column L). 2. If you choose "Partial Conversion" then Column BA (AMOUNT) only will be converted based on selected currency (Column L) and Column BB (TAXES) value (INR) will be added to the converted values.
Note on K39: gepadmin: 1. If you choose "Full Conversion" then Column BA (AMOUNT) and Column BB (TAXES) BOTH values will be convert based on selected Currency in (Column L). 2. If you choose "Partial Conversion" then Column BA (AMOUNT) only will be converted based on selected currency (Column L) and Column BB (TAXES) value (INR) will be added to the converted values.
Note on K31: gepadmin: 1. If you choose "Full Conversion" then Column BA (AMOUNT) and Column BB (TAXES) BOTH values will be convert based on selected Currency in (Column L). 2. If you choose "Partial Conversion" then Column BA (AMOUNT) only will be converted based on selected currency (Column L) and Column BB (TAXES) value (INR) will be added to the converted values.
Note on K32: gepadmin: 1. If you choose "Full Conversion" then Column BA (AMOUNT) and Column BB (TAXES) BOTH values will be convert based on selected Currency in (Column L). 2. If you choose "Partial Conversion" then Column BA (AMOUNT) only will be converted based on selected currency (Column L) and Column BB (TAXES) value (INR) will be added to the converted values.
Note on K33: gepadmin: 1. If you choose "Full Conversion" then Column BA (AMOUNT) and Column BB (TAXES) BOTH values will be convert based on selected Currency in (Column L). 2. If you choose "Partial Conversion" then Column BA (AMOUNT) only will be converted based on selected currency (Column L) and Column BB (TAXES) value (INR) will be added to the converted values.
Note on K224: gepadmin: 1. If you choose "Full Conversion" then Column BA (AMOUNT) and Column BB (TAXES) BOTH values will be convert based on selected Currency in (Column L). 2. If you choose "Partial Conversion" then Column BA (AMOUNT) only will be converted based on selected currency (Column L) and Column BB (TAXES) value (INR) will be added to the converted values.
Note on K226: gepadmin: 1. If you choose "Full Conversion" then Column BA (AMOUNT) and Column BB (TAXES) BOTH values will be convert based on selected Currency in (Column L). 2. If you choose "Partial Conversion" then Column BA (AMOUNT) only will be converted based on selected currency (Column L) and Column BB (TAXES) value (INR) will be added to the converted values.
Note on K227: gepadmin: 1. If you choose "Full Conversion" then Column BA (AMOUNT) and Column BB (TAXES) BOTH values will be convert based on selected Currency in (Column L). 2. If you choose "Partial Conversion" then Column BA (AMOUNT) only will be converted based on selected currency (Column L) and Column BB (TAXES) value (INR) will be added to the converted values.
Note on K228: gepadmin: 1. If you choose "Full Conversion" then Column BA (AMOUNT) and Column BB (TAXES) BOTH values will be convert based on selected Currency in (Column L). 2. If you choose "Partial Conversion" then Column BA (AMOUNT) only will be converted based on selected currency (Column L) and Column BB (TAXES) value (INR) will be added to the converted values.
Note on K229: gepadmin: 1. If you choose "Full Conversion" then Column BA (AMOUNT) and Column BB (TAXES) BOTH values will be convert based on selected Currency in (Column L). 2. If you choose "Partial Conversion" then Column BA (AMOUNT) only will be converted based on selected currency (Column L) and Column BB (TAXES) value (INR) will be added to the converted values.
Note on K230: gepadmin: 1. If you choose "Full Conversion" then Column BA (AMOUNT) and Column BB (TAXES) BOTH values will be convert based on selected Currency in (Column L). 2. If you choose "Partial Conversion" then Column BA (AMOUNT) only will be converted based on selected currency (Column L) and Column BB (TAXES) value (INR) will be added to the converted values.
Note on K231: gepadmin: 1. If you choose "Full Conversion" then Column BA (AMOUNT) and Column BB (TAXES) BOTH values will be convert based on selected Currency in (Column L). 2. If you choose "Partial Conversion" then Column BA (AMOUNT) only will be converted based on selected currency (Column L) and Column BB (TAXES) value (INR) will be added to the converted values.
Note on K232: gepadmin: 1. If you choose "Full Conversion" then Column BA (AMOUNT) and Column BB (TAXES) BOTH values will be convert based on selected Currency in (Column L). 2. If you choose "Partial Conversion" then Column BA (AMOUNT) only will be converted based on selected currency (Column L) and Column BB (TAXES) value (INR) will be added to the converted values.
Note on K233: gepadmin: 1. If you choose "Full Conversion" then Column BA (AMOUNT) and Column BB (TAXES) BOTH values will be convert based on selected Currency in (Column L). 2. If you choose "Partial Conversion" then Column BA (AMOUNT) only will be converted based on selected currency (Column L) and Column BB (TAXES) value (INR) will be added to the converted values.
Note on K234: gepadmin: 1. If you choose "Full Conversion" then Column BA (AMOUNT) and Column BB (TAXES) BOTH values will be convert based on selected Currency in (Column L). 2. If you choose "Partial Conversion" then Column BA (AMOUNT) only will be converted based on selected currency (Column L) and Column BB (TAXES) value (INR) will be added to the converted values.
Note on K235: gepadmin: 1. If you choose "Full Conversion" then Column BA (AMOUNT) and Column BB (TAXES) BOTH values will be convert based on selected Currency in (Column L). 2. If you choose "Partial Conversion" then Column BA (AMOUNT) only will be converted based on selected currency (Column L) and Column BB (TAXES) value (INR) will be added to the converted values.
Note on K63: gepadmin: 1. If you choose "Full Conversion" then Column BA (AMOUNT) and Column BB (TAXES) BOTH values will be convert based on selected Currency in (Column L). 2. If you choose "Partial Conversion" then Column BA (AMOUNT) only will be converted based on selected currency (Column L) and Column BB (TAXES) value (INR) will be added to the converted values.
Note on K65: gepadmin: 1. If you choose "Full Conversion" then Column BA (AMOUNT) and Column BB (TAXES) BOTH values will be convert based on selected Currency in (Column L). 2. If you choose "Partial Conversion" then Column BA (AMOUNT) only will be converted based on selected currency (Column L) and Column BB (TAXES) value (INR) will be added to the converted values.
Note on K67: gepadmin: 1. If you choose "Full Conversion" then Column BA (AMOUNT) and Column BB (TAXES) BOTH values will be convert based on selected Currency in (Column L). 2. If you choose "Partial Conversion" then Column BA (AMOUNT) only will be converted based on selected currency (Column L) and Column BB (TAXES) value (INR) will be added to the converted values.
Note on K70: gepadmin: 1. If you choose "Full Conversion" then Column BA (AMOUNT) and Column BB (TAXES) BOTH values will be convert based on selected Currency in (Column L). 2. If you choose "Partial Conversion" then Column BA (AMOUNT) only will be converted based on selected currency (Column L) and Column BB (TAXES) value (INR) will be added to the converted values.
Note on K72: gepadmin: 1. If you choose "Full Conversion" then Column BA (AMOUNT) and Column BB (TAXES) BOTH values will be convert based on selected Currency in (Column L). 2. If you choose "Partial Conversion" then Column BA (AMOUNT) only will be converted based on selected currency (Column L) and Column BB (TAXES) value (INR) will be added to the converted values.
Note on K74: gepadmin: 1. If you choose "Full Conversion" then Column BA (AMOUNT) and Column BB (TAXES) BOTH values will be convert based on selected Currency in (Column L). 2. If you choose "Partial Conversion" then Column BA (AMOUNT) only will be converted based on selected currency (Column L) and Column BB (TAXES) value (INR) will be added to the converted values.
Note on K76: gepadmin: 1. If you choose "Full Conversion" then Column BA (AMOUNT) and Column BB (TAXES) BOTH values will be convert based on selected Currency in (Column L). 2. If you choose "Partial Conversion" then Column BA (AMOUNT) only will be converted based on selected currency (Column L) and Column BB (TAXES) value (INR) will be added to the converted values.
Note on K77: gepadmin: 1. If you choose "Full Conversion" then Column BA (AMOUNT) and Column BB (TAXES) BOTH values will be convert based on selected Currency in (Column L). 2. If you choose "Partial Conversion" then Column BA (AMOUNT) only will be converted based on selected currency (Column L) and Column BB (TAXES) value (INR) will be added to the converted values.
Note on K79: gepadmin: 1. If you choose "Full Conversion" then Column BA (AMOUNT) and Column BB (TAXES) BOTH values will be convert based on selected Currency in (Column L). 2. If you choose "Partial Conversion" then Column BA (AMOUNT) only will be converted based on selected currency (Column L) and Column BB (TAXES) value (INR) will be added to the converted values.
Note on K81: gepadmin: 1. If you choose "Full Conversion" then Column BA (AMOUNT) and Column BB (TAXES) BOTH values will be convert based on selected Currency in (Column L). 2. If you choose "Partial Conversion" then Column BA (AMOUNT) only will be converted based on selected currency (Column L) and Column BB (TAXES) value (INR) will be added to the converted values.
Note on K83: gepadmin: 1. If you choose "Full Conversion" then Column BA (AMOUNT) and Column BB (TAXES) BOTH values will be convert based on selected Currency in (Column L). 2. If you choose "Partial Conversion" then Column BA (AMOUNT) only will be converted based on selected currency (Column L) and Column BB (TAXES) value (INR) will be added to the converted values.
Note on K85: gepadmin: 1. If you choose "Full Conversion" then Column BA (AMOUNT) and Column BB (TAXES) BOTH values will be convert based on selected Currency in (Column L). 2. If you choose "Partial Conversion" then Column BA (AMOUNT) only will be converted based on selected currency (Column L) and Column BB (TAXES) value (INR) will be added to the converted values.
Note on K87: gepadmin: 1. If you choose "Full Conversion" then Column BA (AMOUNT) and Column BB (TAXES) BOTH values will be convert based on selected Currency in (Column L). 2. If you choose "Partial Conversion" then Column BA (AMOUNT) only will be converted based on selected currency (Column L) and Column BB (TAXES) value (INR) will be added to the converted values.
Note on K89: gepadmin: 1. If you choose "Full Conversion" then Column BA (AMOUNT) and Column BB (TAXES) BOTH values will be convert based on selected Currency in (Column L). 2. If you choose "Partial Conversion" then Column BA (AMOUNT) only will be converted based on selected currency (Column L) and Column BB (TAXES) value (INR) will be added to the converted values.
Note on K90: gepadmin: 1. If you choose "Full Conversion" then Column BA (AMOUNT) and Column BB (TAXES) BOTH values will be convert based on selected Currency in (Column L). 2. If you choose "Partial Conversion" then Column BA (AMOUNT) only will be converted based on selected currency (Column L) and Column BB (TAXES) value (INR) will be added to the converted values.
Note on K91: gepadmin: 1. If you choose "Full Conversion" then Column BA (AMOUNT) and Column BB (TAXES) BOTH values will be convert based on selected Currency in (Column L). 2. If you choose "Partial Conversion" then Column BA (AMOUNT) only will be converted based on selected currency (Column L) and Column BB (TAXES) value (INR) will be added to the converted values.
Note on K93: gepadmin: 1. If you choose "Full Conversion" then Column BA (AMOUNT) and Column BB (TAXES) BOTH values will be convert based on selected Currency in (Column L). 2. If you choose "Partial Conversion" then Column BA (AMOUNT) only will be converted based on selected currency (Column L) and Column BB (TAXES) value (INR) will be added to the converted values.
Note on K95: gepadmin: 1. If you choose "Full Conversion" then Column BA (AMOUNT) and Column BB (TAXES) BOTH values will be convert based on selected Currency in (Column L). 2. If you choose "Partial Conversion" then Column BA (AMOUNT) only will be converted based on selected currency (Column L) and Column BB (TAXES) value (INR) will be added to the converted values.
Note on K97: gepadmin: 1. If you choose "Full Conversion" then Column BA (AMOUNT) and Column BB (TAXES) BOTH values will be convert based on selected Currency in (Column L). 2. If you choose "Partial Conversion" then Column BA (AMOUNT) only will be converted based on selected currency (Column L) and Column BB (TAXES) value (INR) will be added to the converted values.
Note on K99: gepadmin: 1. If you choose "Full Conversion" then Column BA (AMOUNT) and Column BB (TAXES) BOTH values will be convert based on selected Currency in (Column L). 2. If you choose "Partial Conversion" then Column BA (AMOUNT) only will be converted based on selected currency (Column L) and Column BB (TAXES) value (INR) will be added to the converted values.
Note on K102: gepadmin: 1. If you choose "Full Conversion" then Column BA (AMOUNT) and Column BB (TAXES) BOTH values will be convert based on selected Currency in (Column L). 2. If you choose "Partial Conversion" then Column BA (AMOUNT) only will be converted based on selected currency (Column L) and Column BB (TAXES) value (INR) will be added to the converted values.
Note on K104: gepadmin: 1. If you choose "Full Conversion" then Column BA (AMOUNT) and Column BB (TAXES) BOTH values will be convert based on selected Currency in (Column L). 2. If you choose "Partial Conversion" then Column BA (AMOUNT) only will be converted based on selected currency (Column L) and Column BB (TAXES) value (INR) will be added to the converted values.
Note on K105: gepadmin: 1. If you choose "Full Conversion" then Column BA (AMOUNT) and Column BB (TAXES) BOTH values will be convert based on selected Currency in (Column L). 2. If you choose "Partial Conversion" then Column BA (AMOUNT) only will be converted based on selected currency (Column L) and Column BB (TAXES) value (INR) will be added to the converted values.
Note on K106: gepadmin: 1. If you choose "Full Conversion" then Column BA (AMOUNT) and Column BB (TAXES) BOTH values will be convert based on selected Currency in (Column L). 2. If you choose "Partial Conversion" then Column BA (AMOUNT) only will be converted based on selected currency (Column L) and Column BB (TAXES) value (INR) will be added to the converted values.
Note on K107: gepadmin: 1. If you choose "Full Conversion" then Column BA (AMOUNT) and Column BB (TAXES) BOTH values will be convert based on selected Currency in (Column L). 2. If you choose "Partial Conversion" then Column BA (AMOUNT) only will be converted based on selected currency (Column L) and Column BB (TAXES) value (INR) will be added to the converted values.
Note on K109: gepadmin: 1. If you choose "Full Conversion" then Column BA (AMOUNT) and Column BB (TAXES) BOTH values will be convert based on selected Currency in (Column L). 2. If you choose "Partial Conversion" then Column BA (AMOUNT) only will be converted based on selected currency (Column L) and Column BB (TAXES) value (INR) will be added to the converted values.
Note on K111: gepadmin: 1. If you choose "Full Conversion" then Column BA (AMOUNT) and Column BB (TAXES) BOTH values will be convert based on selected Currency in (Column L). 2. If you choose "Partial Conversion" then Column BA (AMOUNT) only will be converted based on selected currency (Column L) and Column BB (TAXES) value (INR) will be added to the converted values.
Note on K112: gepadmin: 1. If you choose "Full Conversion" then Column BA (AMOUNT) and Column BB (TAXES) BOTH values will be convert based on selected Currency in (Column L). 2. If you choose "Partial Conversion" then Column BA (AMOUNT) only will be converted based on selected currency (Column L) and Column BB (TAXES) value (INR) will be added to the converted values.
Note on K113: gepadmin: 1. If you choose "Full Conversion" then Column BA (AMOUNT) and Column BB (TAXES) BOTH values will be convert based on selected Currency in (Column L). 2. If you choose "Partial Conversion" then Column BA (AMOUNT) only will be converted based on selected currency (Column L) and Column BB (TAXES) value (INR) will be added to the converted values.
Note on K114: gepadmin: 1. If you choose "Full Conversion" then Column BA (AMOUNT) and Column BB (TAXES) BOTH values will be convert based on selected Currency in (Column L). 2. If you choose "Partial Conversion" then Column BA (AMOUNT) only will be converted based on selected currency (Column L) and Column BB (TAXES) value (INR) will be added to the converted values.
Note on K116: gepadmin: 1. If you choose "Full Conversion" then Column BA (AMOUNT) and Column BB (TAXES) BOTH values will be convert based on selected Currency in (Column L). 2. If you choose "Partial Conversion" then Column BA (AMOUNT) only will be converted based on selected currency (Column L) and Column BB (TAXES) value (INR) will be added to the converted values.
Note on K118: gepadmin: 1. If you choose "Full Conversion" then Column BA (AMOUNT) and Column BB (TAXES) BOTH values will be convert based on selected Currency in (Column L). 2. If you choose "Partial Conversion" then Column BA (AMOUNT) only will be converted based on selected currency (Column L) and Column BB (TAXES) value (INR) will be added to the converted values.
Note on K120: gepadmin: 1. If you choose "Full Conversion" then Column BA (AMOUNT) and Column BB (TAXES) BOTH values will be convert based on selected Currency in (Column L). 2. If you choose "Partial Conversion" then Column BA (AMOUNT) only will be converted based on selected currency (Column L) and Column BB (TAXES) value (INR) will be added to the converted values.
Note on K122: gepadmin: 1. If you choose "Full Conversion" then Column BA (AMOUNT) and Column BB (TAXES) BOTH values will be convert based on selected Currency in (Column L). 2. If you choose "Partial Conversion" then Column BA (AMOUNT) only will be converted based on selected currency (Column L) and Column BB (TAXES) value (INR) will be added to the converted values.
Note on K123: gepadmin: 1. If you choose "Full Conversion" then Column BA (AMOUNT) and Column BB (TAXES) BOTH values will be convert based on selected Currency in (Column L). 2. If you choose "Partial Conversion" then Column BA (AMOUNT) only will be converted based on selected currency (Column L) and Column BB (TAXES) value (INR) will be added to the converted values.
Note on K124: gepadmin: 1. If you choose "Full Conversion" then Column BA (AMOUNT) and Column BB (TAXES) BOTH values will be convert based on selected Currency in (Column L). 2. If you choose "Partial Conversion" then Column BA (AMOUNT) only will be converted based on selected currency (Column L) and Column BB (TAXES) value (INR) will be added to the converted values.
Note on K127: gepadmin: 1. If you choose "Full Conversion" then Column BA (AMOUNT) and Column BB (TAXES) BOTH values will be convert based on selected Currency in (Column L). 2. If you choose "Partial Conversion" then Column BA (AMOUNT) only will be converted based on selected currency (Column L) and Column BB (TAXES) value (INR) will be added to the converted values.
Note on K129: gepadmin: 1. If you choose "Full Conversion" then Column BA (AMOUNT) and Column BB (TAXES) BOTH values will be convert based on selected Currency in (Column L). 2. If you choose "Partial Conversion" then Column BA (AMOUNT) only will be converted based on selected currency (Column L) and Column BB (TAXES) value (INR) will be added to the converted values.
Note on K131: gepadmin: 1. If you choose "Full Conversion" then Column BA (AMOUNT) and Column BB (TAXES) BOTH values will be convert based on selected Currency in (Column L). 2. If you choose "Partial Conversion" then Column BA (AMOUNT) only will be converted based on selected currency (Column L) and Column BB (TAXES) value (INR) will be added to the converted values.
Note on K132: gepadmin: 1. If you choose "Full Conversion" then Column BA (AMOUNT) and Column BB (TAXES) BOTH values will be convert based on selected Currency in (Column L). 2. If you choose "Partial Conversion" then Column BA (AMOUNT) only will be converted based on selected currency (Column L) and Column BB (TAXES) value (INR) will be added to the converted values.
Note on K133: gepadmin: 1. If you choose "Full Conversion" then Column BA (AMOUNT) and Column BB (TAXES) BOTH values will be convert based on selected Currency in (Column L). 2. If you choose "Partial Conversion" then Column BA (AMOUNT) only will be converted based on selected currency (Column L) and Column BB (TAXES) value (INR) will be added to the converted values.
Note on K134: gepadmin: 1. If you choose "Full Conversion" then Column BA (AMOUNT) and Column BB (TAXES) BOTH values will be convert based on selected Currency in (Column L). 2. If you choose "Partial Conversion" then Column BA (AMOUNT) only will be converted based on selected currency (Column L) and Column BB (TAXES) value (INR) will be added to the converted values.
Note on K137: gepadmin: 1. If you choose "Full Conversion" then Column BA (AMOUNT) and Column BB (TAXES) BOTH values will be convert based on selected Currency in (Column L). 2. If you choose "Partial Conversion" then Column BA (AMOUNT) only will be converted based on selected currency (Column L) and Column BB (TAXES) value (INR) will be added to the converted values.
Note on K138: gepadmin: 1. If you choose "Full Conversion" then Column BA (AMOUNT) and Column BB (TAXES) BOTH values will be convert based on selected Currency in (Column L). 2. If you choose "Partial Conversion" then Column BA (AMOUNT) only will be converted based on selected currency (Column L) and Column BB (TAXES) value (INR) will be added to the converted values.
Note on K141: gepadmin: 1. If you choose "Full Conversion" then Column BA (AMOUNT) and Column BB (TAXES) BOTH values will be convert based on selected Currency in (Column L). 2. If you choose "Partial Conversion" then Column BA (AMOUNT) only will be converted based on selected currency (Column L) and Column BB (TAXES) value (INR) will be added to the converted values.
Note on K143: gepadmin: 1. If you choose "Full Conversion" then Column BA (AMOUNT) and Column BB (TAXES) BOTH values will be convert based on selected Currency in (Column L). 2. If you choose "Partial Conversion" then Column BA (AMOUNT) only will be converted based on selected currency (Column L) and Column BB (TAXES) value (INR) will be added to the converted values.
Note on K145: gepadmin: 1. If you choose "Full Conversion" then Column BA (AMOUNT) and Column BB (TAXES) BOTH values will be convert based on selected Currency in (Column L). 2. If you choose "Partial Conversion" then Column BA (AMOUNT) only will be converted based on selected currency (Column L) and Column BB (TAXES) value (INR) will be added to the converted values.
Note on K148: gepadmin: 1. If you choose "Full Conversion" then Column BA (AMOUNT) and Column BB (TAXES) BOTH values will be convert based on selected Currency in (Column L). 2. If you choose "Partial Conversion" then Column BA (AMOUNT) only will be converted based on selected currency (Column L) and Column BB (TAXES) value (INR) will be added to the converted values.
Note on K151: gepadmin: 1. If you choose "Full Conversion" then Column BA (AMOUNT) and Column BB (TAXES) BOTH values will be convert based on selected Currency in (Column L). 2. If you choose "Partial Conversion" then Column BA (AMOUNT) only will be converted based on selected currency (Column L) and Column BB (TAXES) value (INR) will be added to the converted values.
Note on K154: gepadmin: 1. If you choose "Full Conversion" then Column BA (AMOUNT) and Column BB (TAXES) BOTH values will be convert based on selected Currency in (Column L). 2. If you choose "Partial Conversion" then Column BA (AMOUNT) only will be converted based on selected currency (Column L) and Column BB (TAXES) value (INR) will be added to the converted values.
Note on K156: gepadmin: 1. If you choose "Full Conversion" then Column BA (AMOUNT) and Column BB (TAXES) BOTH values will be convert based on selected Currency in (Column L). 2. If you choose "Partial Conversion" then Column BA (AMOUNT) only will be converted based on selected currency (Column L) and Column BB (TAXES) value (INR) will be added to the converted values.
Note on K158: gepadmin: 1. If you choose "Full Conversion" then Column BA (AMOUNT) and Column BB (TAXES) BOTH values will be convert based on selected Currency in (Column L). 2. If you choose "Partial Conversion" then Column BA (AMOUNT) only will be converted based on selected currency (Column L) and Column BB (TAXES) value (INR) will be added to the converted values.
Note on K159: gepadmin: 1. If you choose "Full Conversion" then Column BA (AMOUNT) and Column BB (TAXES) BOTH values will be convert based on selected Currency in (Column L). 2. If you choose "Partial Conversion" then Column BA (AMOUNT) only will be converted based on selected currency (Column L) and Column BB (TAXES) value (INR) will be added to the converted values.
Note on K162: gepadmin: 1. If you choose "Full Conversion" then Column BA (AMOUNT) and Column BB (TAXES) BOTH values will be convert based on selected Currency in (Column L). 2. If you choose "Partial Conversion" then Column BA (AMOUNT) only will be converted based on selected currency (Column L) and Column BB (TAXES) value (INR) will be added to the converted values.
Note on K164: gepadmin: 1. If you choose "Full Conversion" then Column BA (AMOUNT) and Column BB (TAXES) BOTH values will be convert based on selected Currency in (Column L). 2. If you choose "Partial Conversion" then Column BA (AMOUNT) only will be converted based on selected currency (Column L) and Column BB (TAXES) value (INR) will be added to the converted values.
Note on K167: gepadmin: 1. If you choose "Full Conversion" then Column BA (AMOUNT) and Column BB (TAXES) BOTH values will be convert based on selected Currency in (Column L). 2. If you choose "Partial Conversion" then Column BA (AMOUNT) only will be converted based on selected currency (Column L) and Column BB (TAXES) value (INR) will be added to the converted values.
Note on K168: gepadmin: 1. If you choose "Full Conversion" then Column BA (AMOUNT) and Column BB (TAXES) BOTH values will be convert based on selected Currency in (Column L). 2. If you choose "Partial Conversion" then Column BA (AMOUNT) only will be converted based on selected currency (Column L) and Column BB (TAXES) value (INR) will be added to the converted values.
Note on K170: gepadmin: 1. If you choose "Full Conversion" then Column BA (AMOUNT) and Column BB (TAXES) BOTH values will be convert based on selected Currency in (Column L). 2. If you choose "Partial Conversion" then Column BA (AMOUNT) only will be converted based on selected currency (Column L) and Column BB (TAXES) value (INR) will be added to the converted values.
Note on K172: gepadmin: 1. If you choose "Full Conversion" then Column BA (AMOUNT) and Column BB (TAXES) BOTH values will be convert based on selected Currency in (Column L). 2. If you choose "Partial Conversion" then Column BA (AMOUNT) only will be converted based on selected currency (Column L) and Column BB (TAXES) value (INR) will be added to the converted values.
Note on K173: gepadmin: 1. If you choose "Full Conversion" then Column BA (AMOUNT) and Column BB (TAXES) BOTH values will be convert based on selected Currency in (Column L). 2. If you choose "Partial Conversion" then Column BA (AMOUNT) only will be converted based on selected currency (Column L) and Column BB (TAXES) value (INR) will be added to the converted values.
Note on K174: gepadmin: 1. If you choose "Full Conversion" then Column BA (AMOUNT) and Column BB (TAXES) BOTH values will be convert based on selected Currency in (Column L). 2. If you choose "Partial Conversion" then Column BA (AMOUNT) only will be converted based on selected currency (Column L) and Column BB (TAXES) value (INR) will be added to the converted values.
Note on K176: gepadmin: 1. If you choose "Full Conversion" then Column BA (AMOUNT) and Column BB (TAXES) BOTH values will be convert based on selected Currency in (Column L). 2. If you choose "Partial Conversion" then Column BA (AMOUNT) only will be converted based on selected currency (Column L) and Column BB (TAXES) value (INR) will be added to the converted values.
Note on K178: gepadmin: 1. If you choose "Full Conversion" then Column BA (AMOUNT) and Column BB (TAXES) BOTH values will be convert based on selected Currency in (Column L). 2. If you choose "Partial Conversion" then Column BA (AMOUNT) only will be converted based on selected currency (Column L) and Column BB (TAXES) value (INR) will be added to the converted values.
Note on K179: gepadmin: 1. If you choose "Full Conversion" then Column BA (AMOUNT) and Column BB (TAXES) BOTH values will be convert based on selected Currency in (Column L). 2. If you choose "Partial Conversion" then Column BA (AMOUNT) only will be converted based on selected currency (Column L) and Column BB (TAXES) value (INR) will be added to the converted values.
Note on K181: gepadmin: 1. If you choose "Full Conversion" then Column BA (AMOUNT) and Column BB (TAXES) BOTH values will be convert based on selected Currency in (Column L). 2. If you choose "Partial Conversion" then Column BA (AMOUNT) only will be converted based on selected currency (Column L) and Column BB (TAXES) value (INR) will be added to the converted values.
Note on K183: gepadmin: 1. If you choose "Full Conversion" then Column BA (AMOUNT) and Column BB (TAXES) BOTH values will be convert based on selected Currency in (Column L). 2. If you choose "Partial Conversion" then Column BA (AMOUNT) only will be converted based on selected currency (Column L) and Column BB (TAXES) value (INR) will be added to the converted values.
Note on K186: gepadmin: 1. If you choose "Full Conversion" then Column BA (AMOUNT) and Column BB (TAXES) BOTH values will be convert based on selected Currency in (Column L). 2. If you choose "Partial Conversion" then Column BA (AMOUNT) only will be converted based on selected currency (Column L) and Column BB (TAXES) value (INR) will be added to the converted values.
Note on K188: gepadmin: 1. If you choose "Full Conversion" then Column BA (AMOUNT) and Column BB (TAXES) BOTH values will be convert based on selected Currency in (Column L). 2. If you choose "Partial Conversion" then Column BA (AMOUNT) only will be converted based on selected currency (Column L) and Column BB (TAXES) value (INR) will be added to the converted values.
Note on K190: gepadmin: 1. If you choose "Full Conversion" then Column BA (AMOUNT) and Column BB (TAXES) BOTH values will be convert based on selected Currency in (Column L). 2. If you choose "Partial Conversion" then Column BA (AMOUNT) only will be converted based on selected currency (Column L) and Column BB (TAXES) value (INR) will be added to the converted values.
Note on K191: gepadmin: 1. If you choose "Full Conversion" then Column BA (AMOUNT) and Column BB (TAXES) BOTH values will be convert based on selected Currency in (Column L). 2. If you choose "Partial Conversion" then Column BA (AMOUNT) only will be converted based on selected currency (Column L) and Column BB (TAXES) value (INR) will be added to the converted values.
Note on K192: gepadmin: 1. If you choose "Full Conversion" then Column BA (AMOUNT) and Column BB (TAXES) BOTH values will be convert based on selected Currency in (Column L). 2. If you choose "Partial Conversion" then Column BA (AMOUNT) only will be converted based on selected currency (Column L) and Column BB (TAXES) value (INR) will be added to the converted values.
Note on K194: gepadmin: 1. If you choose "Full Conversion" then Column BA (AMOUNT) and Column BB (TAXES) BOTH values will be convert based on selected Currency in (Column L). 2. If you choose "Partial Conversion" then Column BA (AMOUNT) only will be converted based on selected currency (Column L) and Column BB (TAXES) value (INR) will be added to the converted values.
Note on K195: gepadmin: 1. If you choose "Full Conversion" then Column BA (AMOUNT) and Column BB (TAXES) BOTH values will be convert based on selected Currency in (Column L). 2. If you choose "Partial Conversion" then Column BA (AMOUNT) only will be converted based on selected currency (Column L) and Column BB (TAXES) value (INR) will be added to the converted values.
Note on K196: gepadmin: 1. If you choose "Full Conversion" then Column BA (AMOUNT) and Column BB (TAXES) BOTH values will be convert based on selected Currency in (Column L). 2. If you choose "Partial Conversion" then Column BA (AMOUNT) only will be converted based on selected currency (Column L) and Column BB (TAXES) value (INR) will be added to the converted values.
Note on K198: gepadmin: 1. If you choose "Full Conversion" then Column BA (AMOUNT) and Column BB (TAXES) BOTH values will be convert based on selected Currency in (Column L). 2. If you choose "Partial Conversion" then Column BA (AMOUNT) only will be converted based on selected currency (Column L) and Column BB (TAXES) value (INR) will be added to the converted values.
Note on K199: gepadmin: 1. If you choose "Full Conversion" then Column BA (AMOUNT) and Column BB (TAXES) BOTH values will be convert based on selected Currency in (Column L). 2. If you choose "Partial Conversion" then Column BA (AMOUNT) only will be converted based on selected currency (Column L) and Column BB (TAXES) value (INR) will be added to the converted values.
Note on K200: gepadmin: 1. If you choose "Full Conversion" then Column BA (AMOUNT) and Column BB (TAXES) BOTH values will be convert based on selected Currency in (Column L). 2. If you choose "Partial Conversion" then Column BA (AMOUNT) only will be converted based on selected currency (Column L) and Column BB (TAXES) value (INR) will be added to the converted values.
Note on K201: gepadmin: 1. If you choose "Full Conversion" then Column BA (AMOUNT) and Column BB (TAXES) BOTH values will be convert based on selected Currency in (Column L). 2. If you choose "Partial Conversion" then Column BA (AMOUNT) only will be converted based on selected currency (Column L) and Column BB (TAXES) value (INR) will be added to the converted values.
Note on K203: gepadmin: 1. If you choose "Full Conversion" then Column BA (AMOUNT) and Column BB (TAXES) BOTH values will be convert based on selected Currency in (Column L). 2. If you choose "Partial Conversion" then Column BA (AMOUNT) only will be converted based on selected currency (Column L) and Column BB (TAXES) value (INR) will be added to the converted values.
Note on K205: gepadmin: 1. If you choose "Full Conversion" then Column BA (AMOUNT) and Column BB (TAXES) BOTH values will be convert based on selected Currency in (Column L). 2. If you choose "Partial Conversion" then Column BA (AMOUNT) only will be converted based on selected currency (Column L) and Column BB (TAXES) value (INR) will be added to the converted values.
Note on K207: gepadmin: 1. If you choose "Full Conversion" then Column BA (AMOUNT) and Column BB (TAXES) BOTH values will be convert based on selected Currency in (Column L). 2. If you choose "Partial Conversion" then Column BA (AMOUNT) only will be converted based on selected currency (Column L) and Column BB (TAXES) value (INR) will be added to the converted values.
Note on K209: gepadmin: 1. If you choose "Full Conversion" then Column BA (AMOUNT) and Column BB (TAXES) BOTH values will be convert based on selected Currency in (Column L). 2. If you choose "Partial Conversion" then Column BA (AMOUNT) only will be converted based on selected currency (Column L) and Column BB (TAXES) value (INR) will be added to the converted values.
Note on K210: gepadmin: 1. If you choose "Full Conversion" then Column BA (AMOUNT) and Column BB (TAXES) BOTH values will be convert based on selected Currency in (Column L). 2. If you choose "Partial Conversion" then Column BA (AMOUNT) only will be converted based on selected currency (Column L) and Column BB (TAXES) value (INR) will be added to the converted values.
Note on K212: gepadmin: 1. If you choose "Full Conversion" then Column BA (AMOUNT) and Column BB (TAXES) BOTH values will be convert based on selected Currency in (Column L). 2. If you choose "Partial Conversion" then Column BA (AMOUNT) only will be converted based on selected currency (Column L) and Column BB (TAXES) value (INR) will be added to the converted values.
Note on K214: gepadmin: 1. If you choose "Full Conversion" then Column BA (AMOUNT) and Column BB (TAXES) BOTH values will be convert based on selected Currency in (Column L). 2. If you choose "Partial Conversion" then Column BA (AMOUNT) only will be converted based on selected currency (Column L) and Column BB (TAXES) value (INR) will be added to the converted values.
Note on K217: gepadmin: 1. If you choose "Full Conversion" then Column BA (AMOUNT) and Column BB (TAXES) BOTH values will be convert based on selected Currency in (Column L). 2. If you choose "Partial Conversion" then Column BA (AMOUNT) only will be converted based on selected currency (Column L) and Column BB (TAXES) value (INR) will be added to the converted values.
Note on K219: gepadmin: 1. If you choose "Full Conversion" then Column BA (AMOUNT) and Column BB (TAXES) BOTH values will be convert based on selected Currency in (Column L). 2. If you choose "Partial Conversion" then Column BA (AMOUNT) only will be converted based on selected currency (Column L) and Column BB (TAXES) value (INR) will be added to the converted values.
Note on K221: gepadmin: 1. If you choose "Full Conversion" then Column BA (AMOUNT) and Column BB (TAXES) BOTH values will be convert based on selected Currency in (Column L). 2. If you choose "Partial Conversion" then Column BA (AMOUNT) only will be converted based on selected currency (Column L) and Column BB (TAXES) value (INR) will be added to the converted values.

## Macros
Please Enable Macros to View BoQ information