## BoQ1 (hidden)
Item Rate BoQ
BoQ_Ver3.0 | Item Rate | Normal | INR Only | INR
Select, Excess (+), Less (-) |  | Less (-)
Tender Inviting Authority: Executive Engineer IWD IIT Kanpur
Name of Work: Annual zonal rates contract for Petty Electrical woks of Boys Hostel No:- 2, 3, 5, 7, 8, 9, 10, 11, 12 & 13, Visitors Hostel (IH), VH ( Extension) and Residential area Type One, 1A, 1B, New Sports Complex ( Zone-5 &6 ).
Contract No: 23/Electrical/2021/205 dated 18.11.2021
Name of the Bidder/ Bidding Firm / Company :
PRICE SCHEDULE (This BOQ template must not be modified/replaced by the bidder and the same should be uploaded after filling the relevent columns, else the bidder is liable to be rejected for this tender. Bidders are allowed to enter the Bidder Name and Values only )
NUMBER # | TEXT # | TEXT # | NUMBER # | TEXT # | NUMBER | NUMBER | TEXT | TEXT # | NUMBER # | TEXT# | TEXT # | NUMBER # | NUMBER | NUMBER | NUMBER | NUMBER | TEXT | TEXT | NUMBER | NUMBER | NUMBER | NUMBER | TEXT | TEXT | NUMBER | NUMBER | NUMBER | NUMBER | TEXT | TEXT | NUMBER | NUMBER | NUMBER | NUMBER | TEXT | TEXT | NUMBER | NUMBER | NUMBER | NUMBER | TEXT | TEXT | NUMBER | NUMBER | NUMBER # | NUMBER # | TEXT | TEXT | NUMBER # | NUMBER # | DATE | NUMBER # | NUMBER # | TEXT #
Sl. No. | Item Description | Item Code / Make | Quantity | Units | Estimated Rate in Rs. P |  |  | Addition / Deduction | Addition / Deduction Values | Currency Convertion against each Item | Quoted Currency in INR / Other Currency | BASIC RATE In Figures To be entered by the Bidder in Rs. P | Excise Duty | VAT | Freight Charges ( Unloading & Stacking) | Any Other Taxes/Duties/Levies |  |  | Other Taxes 2 | IIIrd Party i.e DGS&D / RITES etc Inspection Charges @0.34%+Service Tax | Less for Cenvat Credit,if any respect of Supplies Under full Excise Duty Category | [30 empty] | TOTAL AMOUNT Without Taxes in Rs. P | TOTAL AMOUNT With Taxes | TOTAL AMOUNT In Words
1 | 2 | 3 | 4 | 5 | 6 | 7 | 8 | 9 | 10 | 11 | 12 | 13 | 14 | 15 | 16 | 17 | 18 | 19 | 20 | 21 | 22 | 23 | 24 | 25 | 26 | 27 | 28 | 29 | 30 | 31 | 32 | 33 | 34 | 35 | 36 | 37 | 38 | 39 | 40 | 41 | 42 | 43 | 44 | 45 | 46 | 47 | 48 | 49 | 50 | 51 | 52 | 53 | 54 | 55
1 | Wiring | Item1 | [52 empty] | 1 | Construction of chamber for 100mm sluices valve | item1 | 10 | 1 Nos
1.1 | Wiring for light point/fan point/exhaust fan point/call bell point with 1.5 sq.mm FRLS PVC insulated copper conductor single core cable in surface / recessed steel conduit, with modular switch, modular plate, suitable GI box and earthing the point with 1.5 sq.mm FRLS PVC insulated copper conductro single core cable etc. as required. | item2 | [52 empty] | 1.01 | Supplying, Conveying and fixing spls. Including eart | item1 | 123.223 | Nos
1.2 | Group 'A' | item3 | 47 | Pts | 100 |  |  | Excess(+) | 1 | Full Conversion | INR | [40 empty] | 0 | 0 | INR Zero Only | 1.02 | Construction of chamber for 100mm sluice plates | item2 | 213 | Nos
1.3 | Group B | item4 | 6 | Nos | 10 |  |  | Excess(+) | 1 | Full Conversion | INR | [40 empty] | 0 | 0 | INR Zero Only | 2 | Construction of chamber for 100mm sluices valve | item3 | 10 | Nos
1.4 | Group 'C' | item5 | 47 | Pts | 10 |  |  | Excess(+) | 1 | Full Conversion | INR | [40 empty] | 0 | 0 | INR Zero Only | 3 | Supplying, Conveying and fixing spls. Including ea | item4 | 10 | Nos
2 | Wiring for light point/ fan point/ exhaust fan point/ call bell point with 1.5 sq.mm FRLS PVC insulated copper conductor single core cable in surface / recessed steel conduit, with modular switch, modular plate, suitable GI box and earthing the point with 1.5 sq.mm. FRLS PVC insulated copper conductor single core cable etc as required. | Item6 | [52 empty] | 1.01 | Supplying, Conveying and fixing spls. Including eart | item1 | 123.223 | Nos
2.1 | Group A | Item7 | 4 | Points | 10 |  |  | Excess(+) | 1 | Full Conversion | INR | [40 empty] | 0 | 0 | INR Zero Only | 1.02 | Construction of chamber for 100mm sluice plates | item2 | 213 | Nos
2.2 | Group B | Item8 | 4 | Points | 10 |  |  | Excess(+) | 1 | Full Conversion | INR | [40 empty] | 0 | 0 | INR Zero Only | 2 | Construction of chamber for 100mm sluices valve | item3 | 10 | Nos
2.3 | Group C | Item9 | 4 | Points | 10 |  |  | Excess(+) | 1 | Full Conversion | INR | [40 empty] | 0 | 0 | INR Zero Only | 3 | Supplying, Conveying and fixing spls. Including ea | item4 | 10 | Nos
3 | Wiring for twin control light point with 1.5 sq.mm FRLS PVC insulated copper conductor single core cable in surface / recessed steel conduit, 2 way modular switch, modular plate, suitable GI box and earthing the point with 1.5 sq.mm. FRLS PVC insulated copper conductor single core cable etc as required. | Item10 | 2 | Points | 10 |  |  | Excess(+) | 1 | Full Conversion | INR | [40 empty] | 0 | 0 | INR Zero Only | 1.01 | Supplying, Conveying and fixing spls. Including eart | item1 | 123.223 | Nos
4 | Wiring for circuit/ submain wiring alongwith earth wire with the following sizes of FRLS PVC insulated, copper conductor, single core cable in surface/ recessed steel conduit as reqired. | Item11 | [52 empty] | 1.02 | Construction of chamber for 100mm sluice plates | item2 | 213 | Nos
4.1 | 2 x 4 Sqmm. + 1 x 4 sqmm earth wire | Item12 | 4 | Mtr. | 10 |  |  | Excess(+) | 1 | Full Conversion | INR | [40 empty] | 0 | 0 | INR Zero Only | 2 | Construction of chamber for 100mm sluices valve | item3 | 10 | Nos
4.2 | 2 x 6 Sqmm. + 1 x 6 sqmm earth wire | Item13 | 4 | Mtr. | 10 |  |  | Excess(+) | 1 | Full Conversion | INR | [40 empty] | 0 | 0 | INR Zero Only | 1.01 | Supplying, Conveying and fixing spls. Including eart | item1 | 123.223 | Nos
4.3 | 2 x 10 Sqmm. + 1 x 6 sqmm earth wire | Item14 | 4 | Mtr. | 10 |  |  | Excess(+) | 1 | Full Conversion | INR | [40 empty] | 0 | 0 | INR Zero Only | 1.02 | Construction of chamber for 100mm sluice plates | item2 | 213 | Nos
4.4 | 2 x 16 Sqmm. + 1 x 6 sqmm earth wire | Item15 | 4 | Mtr. | 10 |  |  | Excess(+) | 1 | Full Conversion | INR | [40 empty] | 0 | 0 | INR Zero Only | 2 | Construction of chamber for 100mm sluices valve | item3 | 10 | Nos
4.5 | 4 x 10 Sqmm. + 2 x 6 sqmm earth wire | Item16 | 4 | Mtr. | 100 |  |  | Excess(+) | 1 | Full Conversion | INR | [40 empty] | 0 | 0 | INR Zero Only | 1.02 | Construction of chamber for 100mm sluice plates | item2 | 213 | Nos
4.6 | 4 x 16 Sqmm. + 2 x 6 sqmm earth wire | Item17 | 4 | Mtr. | 10 |  |  | Excess(+) | 1 | Full Conversion | INR | [40 empty] | 0 | 0 | INR Zero Only | 2 | Construction of chamber for 100mm sluices valve | item3 | 10 | Nos
5 | Wiring for circuit/ submain wiring alogwith earth wire the following sizes of FRLS PVC insulated copper conductor, single core cable in surface/ recessed medium class PVC conduit as required. | Item18 | [52 empty] | 3 | Supplying, Conveying and fixing spls. Including ea | item4 | 10 | Nos
5.1 | 2 x 1.5 Sq.mm + 1 x 1.5 Sq.mm earh wire | Item19 | 2 | Mtr | 10 |  |  | Excess(+) | 1 | Full Conversion | INR | [40 empty] | 0 | 0 | INR Zero Only | 1.01 | Supplying, Conveying and fixing spls. Including eart | item1 | 123.223 | Nos
5.2 | 2 x 4 Sq.mm + 1 x 4 Sq.mm earh wire | Item20 | 2 | Mtr | 10 |  |  | Excess(+) | 1 | Full Conversion | INR | [40 empty] | 0 | 0 | INR Zero Only | 1.02 | Construction of chamber for 100mm sluice plates | item2 | 213 | Nos
5.3 | 2 x 10 Sqmm. + 1 x 6 sqmm earth wire | Item21 | 2 | Mtr | 10 |  |  | Excess(+) | 1 | Full Conversion | INR | [40 empty] | 0 | 0 | INR Zero Only | 2 | Construction of chamber for 100mm sluices valve | item3 | 10 | Nos
5.4 | 2 x 16 Sqmm. + 1 x 6 sqmm earth wire | Item22 | 2 | Mtr | 10 |  |  | Excess(+) | 1 | Full Conversion | INR | [40 empty] | 0 | 0 | INR Zero Only | 3 | Supplying, Conveying and fixing spls. Including ea | item4 | 10 | Nos
5.5 | 4 x 10 Sqmm. + 2 x 6 sqmm earth wire | Item23 | 2 | Mtr | 10 |  |  | Excess(+) | 1 | Full Conversion | INR | [40 empty] | 0 | 0 | INR Zero Only | 1.01 | Supplying, Conveying and fixing spls. Including eart | item1 | 123.223 | Nos
5.6 | 4 x 16 Sqmm. + 2 x 6 sqmm earth wire | Item24 | 2 | Mtr | 10 |  |  | Excess(+) | 1 | Full Conversion | INR | [40 empty] | 0 | 0 | INR Zero Only | 1.02 | Construction of chamber for 100mm sluice plates | item2 | 213 | Nos
6 | Rewiring of light point/fan point/ exhaust point/ call bell point with 1.5 sq.mm. PVC insulated flexible copper conductor and earth wires (FR) cable in existing surface/recessed conduit I/c dismantling as reqd. | Item25 | [52 empty] | 2 | Construction of chamber for 100mm sluices valve | item3 | 10 | Nos
6.1 | Group 'A' | Item26 | 145 | Pts | 10 |  |  | Excess(+) | 1 | Full Conversion | INR | [40 empty] | 0 | 0 | INR Zero Only | 1.01 | Supplying, Conveying and fixing spls. Including eart | item1 | 123.223 | Nos
6.2 | Group B | Item27 | 66 | Pts | 10 |  |  | Excess(+) | 1 | Full Conversion | INR | [40 empty] | 0 | 0 | INR Zero Only | 1.02 | Construction of chamber for 100mm sluice plates | item2 | 213 | Nos
6.3 | Group 'C' | Item28 | 41 | Pts | 10 |  |  | Excess(+) | 1 | Full Conversion | INR | [40 empty] | 0 | 0 | INR Zero Only | 2 | Construction of chamber for 100mm sluices valve | item3 | 10 | Nos
7 | Supplying & drawing following sizes of FRLS PVC insulated copper conductor single core cable in / on the existing surface / recessed, PVC / steel conduit as reqd. | Item29 | [52 empty] | 1.02 | Construction of chamber for 100mm sluice plates | item2 | 213 | Nos
7.01 | 1 x 1.5 Sq.mm.. | Item30 | 20 | Mtr. | 10 |  |  | Excess(+) | 1 | Full Conversion | INR | [40 empty] | 0 | 0 | INR Zero Only | 2 | Construction of chamber for 100mm sluices valve | item3 | 10 | Nos
7.02 | 2 x 1.5 Sq.mm.. | Item31 | 20 | Mtr. | 10 |  |  | Excess(+) | 1 | Full Conversion | INR | [40 empty] | 0 | 0 | INR Zero Only | 3 | Supplying, Conveying and fixing spls. Including ea | item4 | 10 | Nos
7.03 | 3 x 1.5 Sq.mm.. | Item32 | 208 | Mtr. | 10 |  |  | Excess(+) | 1 | Full Conversion | INR | [40 empty] | 0 | 0 | INR Zero Only | 1.01 | Supplying, Conveying and fixing spls. Including eart | item1 | 123.223 | Nos
7.04 | 3 x 2.5 Sq.mm.. | Item33 | 41 | Mtr. | 10 |  |  | Excess(+) | 1 | Full Conversion | INR | [40 empty] | 0 | 0 | INR Zero Only | 1.02 | Construction of chamber for 100mm sluice plates | item2 | 213 | Nos
7.05 | 2 x 4 Sq.mm.. | Item34 | 20 | Mtr. | 10 |  |  | Excess(+) | 1 | Full Conversion | INR | [40 empty] | 0 | 0 | INR Zero Only | 2 | Construction of chamber for 100mm sluices valve | item3 | 10 | Nos
7.06 | 3 x 4 Sq.mm.. | Item35 | 125 | Mtr. | 10 |  |  | Excess(+) | 1 | Full Conversion | INR | [40 empty] | 0 | 0 | INR Zero Only | 3 | Supplying, Conveying and fixing spls. Including ea | item4 | 10 | Nos
7.07 | 4 x 4 Sq.mm.. | Item36 | 20 | Mtr. | 10 |  |  | Excess(+) | 1 | Full Conversion | INR | [40 empty] | 0 | 0 | INR Zero Only | 1.01 | Supplying, Conveying and fixing spls. Including eart | item1 | 123.223 | Nos
7.08 | 6 x 4 Sq. mm. | Item37 | 20 | Mtr. | 10 |  |  | Excess(+) | 1 | Full Conversion | INR | [40 empty] | 0 | 0 | INR Zero Only | 1.02 | Construction of chamber for 100mm sluice plates | item2 | 213 | Nos
7.09 | 2 x 6 Sq.mm.. | Item38 | 20 | Mtr. | 10 |  |  | Excess(+) | 1 | Full Conversion | INR | [40 empty] | 0 | 0 | INR Zero Only | 2 | Construction of chamber for 100mm sluices valve | item3 | 10 | Nos
7.1 | 3 x 6 Sq.mm.. | Item39 | 83 | Mtr. | 10 |  |  | Excess(+) | 1 | Full Conversion | INR | [40 empty] | 0 | 0 | INR Zero Only | 1.01 | Supplying, Conveying and fixing spls. Including eart | item1 | 123.223 | Nos
7.11 | 4 x 6 Sq.mm.. | Item40 | 8 | Mtr. | 10 |  |  | Excess(+) | 1 | Full Conversion | INR | [40 empty] | 0 | 0 | INR Zero Only | 1.02 | Construction of chamber for 100mm sluice plates | item2 | 213 | Nos
7.12 | 6 x 6 Sq. mm. | Item41 | 62 | Mtr. | 10 |  |  | Excess(+) | 1 | Full Conversion | INR | [40 empty] | 0 | 0 | INR Zero Only | 2 | Construction of chamber for 100mm sluices valve | item3 | 10 | Nos
8 | Supply and drawing PVC insulated copper conductor 3 core round cable of following size including connection etc. Complete as required. | Item42 | [52 empty] | 1.02 | Construction of chamber for 100mm sluice plates | item2 | 213 | Nos
8.1 | 1.5 sq.mm.. | Item43 | 83 | Mtr. | 10 |  |  | Excess(+) | 1 | Full Conversion | INR | [40 empty] | 0 | 0 | INR Zero Only | 2 | Construction of chamber for 100mm sluices valve | item3 | 10 | Nos
8.2 | 2.5 sq.mm | Item44 | 20 | Mtr. | 10 |  |  | Excess(+) | 1 | Full Conversion | INR | [40 empty] | 0 | 0 | INR Zero Only | 3 | Supplying, Conveying and fixing spls. Including ea | item4 | 10 | Nos
8.3 | 4.0 sq.mm | Item45 | 20 | Mtr. | 10 |  |  | Excess(+) | 1 | Full Conversion | INR | [40 empty] | 0 | 0 | INR Zero Only | 1.01 | Supplying, Conveying and fixing spls. Including eart | item1 | 123.223 | Nos
9 | Supply and drawing of telephone wire of 2 pair 0.50 mm dia copper conductor FRLS PVC insulated unsheathed twisted wire in existing / surface concealed conduit as reqd. including numbering and connecting the wires at both the ends. | Item46 | 83 | Mtr. | 10 |  |  | Excess(+) | 1 | Full Conversion | INR | [40 empty] | 0 | 0 | INR Zero Only | 1.02 | Construction of chamber for 100mm sluice plates | item2 | 213 | Nos
10 | S & F of following size of steel conduit along with the accessories in surface/recess I/c painting in case of surface conduit or cutting the wall and making good the same in case of recessed conduit as reqd. | Item47 | [52 empty] | 2 | Construction of chamber for 100mm sluices valve | item3 | 10 | Nos
10.1 | 20 mm 16 SWG | Item48 | 41 | Mtr. | 10 |  |  | Excess(+) | 1 | Full Conversion | INR | [40 empty] | 0 | 0 | INR Zero Only | 3 | Supplying, Conveying and fixing spls. Including ea | item4 | 10 | Nos
10.2 | 25 mm 16 SWG | Item49 | 62 | Mtr. | 10 |  |  | Excess(+) | 1 | Full Conversion | INR | [40 empty] | 0 | 0 | INR Zero Only | 1.01 | Supplying, Conveying and fixing spls. Including eart | item1 | 123.223 | Nos
10.3 | 32 mm 14 SWG | Item50 | 8 | Mtr. | 10 |  |  | Excess(+) | 1 | Full Conversion | INR | [40 empty] | 0 | 0 | INR Zero Only | 1.02 | Construction of chamber for 100mm sluice plates | item2 | 213 | Nos
10.4 | 40 mm 14 SWG | Item51 | 8 | Mtr. | 10 |  |  | Excess(+) | 1 | Full Conversion | INR | [40 empty] | 0 | 0 | INR Zero Only | 2 | Construction of chamber for 100mm sluices valve | item3 | 10 | Nos
11 | S & F metal box of following sizes ( nominal size ) on surface or recess with suitable size of 3 mm phenolic laminated sheet cover in the front I/c painting etc as reqd. | Item52 | [52 empty] | 1.01 | Supplying, Conveying and fixing spls. Including eart | item1 | 123.223 | Nos
11.1 | 75 mm x 75 mm x 60 mm deep | Item53 | 10 | Nos. | 10 |  |  | Excess(+) | 1 | Full Conversion | INR | [40 empty] | 0 | 0 | INR Zero Only | 1.02 | Construction of chamber for 100mm sluice plates | item2 | 213 | Nos
11.2 | 100 mm x 100 mm x 60 mm deep | Item54 | 10 | Nos. | 10 |  |  | Excess(+) | 1 | Full Conversion | INR | [40 empty] | 0 | 0 | INR Zero Only | 2 | Construction of chamber for 100mm sluices valve | item3 | 10 | Nos
11.3 | 180 mm x 100 mm x 60 mm deep | Item55 | 10 | Nos. | 100 |  |  | Excess(+) | 1 | Full Conversion | INR | [40 empty] | 0 | 0 | INR Zero Only | 1.02 | Construction of chamber for 100mm sluice plates | item2 | 213 | Nos
11.4 | 200 mm x 150 mm x 60 mm deep | Item56 | 4 | Nos. | 10 |  |  | Excess(+) | 1 | Full Conversion | INR | [40 empty] | 0 | 0 | INR Zero Only | 2 | Construction of chamber for 100mm sluices valve | item3 | 10 | Nos
11.5 | 200 mm x 250 mm x 75 mm deep | Item57 | 4 | Nos. | 10 |  |  | Excess(+) | 1 | Full Conversion | INR | [40 empty] | 0 | 0 | INR Zero Only | 3 | Supplying, Conveying and fixing spls. Including ea | item4 | 10 | Nos
11.6 | 200 mm x 300 mm x 60 mm deep | Item58 | 4 | Nos. | 10 |  |  | Excess(+) | 1 | Full Conversion | INR | [40 empty] | 0 | 0 | INR Zero Only | 1.01 | Supplying, Conveying and fixing spls. Including eart | item1 | 123.223 | Nos
11.7 | 250 mm x 300 mm x 100 mm deep | Item59 | 4 | Nos. | 10 |  |  | Excess(+) | 1 | Full Conversion | INR | [40 empty] | 0 | 0 | INR Zero Only | 1.02 | Construction of chamber for 100mm sluice plates | item2 | 213 | Nos
12 | S& F following size/module, GI box along with modular base and cover plate for modular switches in recess as required. | Item60 | [52 empty] | 2 | Construction of chamber for 100mm sluices valve | item3 | 10 | Nos
12.1 | 1/2 module (1 or 2 module) | Item61 | 41 | Nos. | 10 |  |  | Excess(+) | 1 | Full Conversion | INR | [40 empty] | 0 | 0 | INR Zero Only | 3 | Supplying, Conveying and fixing spls. Including ea | item4 | 10 | Nos
12.2 | 3 module | Item62 | 20 | Nos. | 10 |  |  | Excess(+) | 1 | Full Conversion | INR | [40 empty] | 0 | 0 | INR Zero Only | 1.01 | Supplying, Conveying and fixing spls. Including eart | item1 | 123.223 | Nos
12.3 | 4 module | Item63 | 20 | Nos. | 10 |  |  | Excess(+) | 1 | Full Conversion | INR | [40 empty] | 0 | 0 | INR Zero Only | 1.02 | Construction of chamber for 100mm sluice plates | item2 | 213 | Nos
12.4 | 6 module | Item64 | 41 | Nos. | 10 |  |  | Excess(+) | 1 | Full Conversion | INR | [40 empty] | 0 | 0 | INR Zero Only | 2 | Construction of chamber for 100mm sluices valve | item3 | 10 | Nos
12.5 | 8 module | Item65 | 20 | Nos. | 10 |  |  | Excess(+) | 1 | Full Conversion | INR | [40 empty] | 0 | 0 | INR Zero Only | 1.01 | Supplying, Conveying and fixing spls. Including eart | item1 | 123.223 | Nos
12.6 | 12 module | Item66 | 10 | Nos. | 10 |  |  | Excess(+) | 1 | Full Conversion | INR | [40 empty] | 0 | 0 | INR Zero Only | 1.02 | Construction of chamber for 100mm sluice plates | item2 | 213 | Nos
12.7 | 18 module | Item67 | 4 | Nos. | 10 |  |  | Excess(+) | 1 | Full Conversion | INR | [40 empty] | 0 | 0 | INR Zero Only | 2 | Construction of chamber for 100mm sluices valve | item3 | 10 | Nos
13 | S & F following size modular base and cover plate for following modular metal boxes etc as required. | Item68 | [52 empty] | 1.02 | Construction of chamber for 100mm sluice plates | item2 | 213 | Nos
13.1 | 1/2 module (1 or 2 module) | Item69 | 41 | Nos. | 10 |  |  | Excess(+) | 1 | Full Conversion | INR | [40 empty] | 0 | 0 | INR Zero Only | 2 | Construction of chamber for 100mm sluices valve | item3 | 10 | Nos
13.2 | 3 module | Item70 | 20 | Nos. | 10 |  |  | Excess(+) | 1 | Full Conversion | INR | [40 empty] | 0 | 0 | INR Zero Only | 3 | Supplying, Conveying and fixing spls. Including ea | item4 | 10 | Nos
13.3 | 4 module | Item71 | 20 | Nos. | 10 |  |  | Excess(+) | 1 | Full Conversion | INR | [40 empty] | 0 | 0 | INR Zero Only | 1.01 | Supplying, Conveying and fixing spls. Including eart | item1 | 123.223 | Nos
13.4 | 6 module | Item72 | 41 | Nos. | 10 |  |  | Excess(+) | 1 | Full Conversion | INR | [40 empty] | 0 | 0 | INR Zero Only | 1.02 | Construction of chamber for 100mm sluice plates | item2 | 213 | Nos
13.5 | 8 module | Item73 | 20 | Nos. | 10 |  |  | Excess(+) | 1 | Full Conversion | INR | [40 empty] | 0 | 0 | INR Zero Only | 2 | Construction of chamber for 100mm sluices valve | item3 | 10 | Nos
13.6 | 12 module | Item74 | 10 | Nos. | 10 |  |  | Excess(+) | 1 | Full Conversion | INR | [40 empty] | 0 | 0 | INR Zero Only | 3 | Supplying, Conveying and fixing spls. Including ea | item4 | 10 | Nos
13.7 | 18 module | Item75 | 4 | Nos. | 10 |  |  | Excess(+) | 1 | Full Conversion | INR | [40 empty] | 0 | 0 | INR Zero Only | 1.01 | Supplying, Conveying and fixing spls. Including eart | item1 | 123.223 | Nos
14 | Supplying and fixing wooden board of following sizes on surface or in recessed with suitable size of phenolic laminated sheet cover in the front etc as reqd. | Item76 | [52 empty] | 1.02 | Construction of chamber for 100mm sluice plates | item2 | 213 | Nos
14.1 | 100 mm x 100 mm | Item77 | 83 | Nos. | 10 |  |  | Excess(+) | 1 | Full Conversion | INR | [40 empty] | 0 | 0 | INR Zero Only | 2 | Construction of chamber for 100mm sluices valve | item3 | 10 | Nos
14.2 | 175 mm x 100 mm | Item78 | 62 | Nos. | 10 |  |  | Excess(+) | 1 | Full Conversion | INR | [40 empty] | 0 | 0 | INR Zero Only | 1.01 | Supplying, Conveying and fixing spls. Including eart | item1 | 123.223 | Nos
14.3 | 200 mm x 150 mm | Item79 | 41 | Nos. | 10 |  |  | Excess(+) | 1 | Full Conversion | INR | [40 empty] | 0 | 0 | INR Zero Only | 1.02 | Construction of chamber for 100mm sluice plates | item2 | 213 | Nos
14.4 | 200 mm x 250 mm | Item80 | 20 | Nos. | 10 |  |  | Excess(+) | 1 | Full Conversion | INR | [40 empty] | 0 | 0 | INR Zero Only | 2 | Construction of chamber for 100mm sluices valve | item3 | 10 | Nos
14.5 | 200 mm x 300 mm | Item81 | 8 | Nos. | 100 |  |  | Excess(+) | 1 | Full Conversion | INR | [40 empty] | 0 | 0 | INR Zero Only | 1.02 | Construction of chamber for 100mm sluice plates | item2 | 213 | Nos
15 | Supplyand & fixing following rating piano type switch /socket /fan regulator on the existing switch box/cover I/c connection etc. as reqd. | Item82 | [52 empty] | 2 | Construction of chamber for 100mm sluices valve | item3 | 10 | Nos
15.01 | 5/6 amp one way switch | Item83 | 208 | Nos. | 10 |  |  | Excess(+) | 1 | Full Conversion | INR | [40 empty] | 0 | 0 | INR Zero Only | 3 | Supplying, Conveying and fixing spls. Including ea | item4 | 10 | Nos
15.02 | Two way 5/6 amp switch | Item84 | 20 | Nos. | 10 |  |  | Excess(+) | 1 | Full Conversion | INR | [40 empty] | 0 | 0 | INR Zero Only | 1.01 | Supplying, Conveying and fixing spls. Including eart | item1 | 123.223 | Nos
15.03 | 15/16 amp one way switch | Item85 | 83 | Nos. | 10 |  |  | Excess(+) | 1 | Full Conversion | INR | [40 empty] | 0 | 0 | INR Zero Only | 1.02 | Construction of chamber for 100mm sluice plates | item2 | 213 | Nos
15.04 | 3/5 pin 5/6 Amp. Socket outlet. | Item86 | 125 | Nos. | 10 |  |  | Excess(+) | 1 | Full Conversion | INR | [40 empty] | 0 | 0 | INR Zero Only | 2 | Construction of chamber for 100mm sluices valve | item3 | 10 | Nos
15.05 | 6 pin 15/16 Amp. Socket outlet | Item87 | 83 | Nos. | 10 |  |  | Excess(+) | 1 | Full Conversion | INR | [40 empty] | 0 | 0 | INR Zero Only | 3 | Supplying, Conveying and fixing spls. Including ea | item4 | 10 | Nos
15.06 | Telephone socket / jack outlet | Item88 | 20 | Nos. | 10 |  |  | Excess(+) | 1 | Full Conversion | INR | [40 empty] | 0 | 0 | INR Zero Only | 1.01 | Supplying, Conveying and fixing spls. Including eart | item1 | 123.223 | Nos
15.07 | TV antenna socket outlet | Item89 | 2 | Nos. | 10 |  |  | Excess(+) | 1 | Full Conversion | INR | [40 empty] | 0 | 0 | INR Zero Only | 1.02 | Construction of chamber for 100mm sluice plates | item2 | 213 | Nos
15.08 | Fan regulator socket type rotary step | Item90 | 104 | Nos. | 10 |  |  | Excess(+) | 1 | Full Conversion | INR | [40 empty] | 0 | 0 | INR Zero Only | 2 | Construction of chamber for 100mm sluices valve | item3 | 10 | Nos
15.09 | Batten Holder/Angle Holder bakelite type | Item91 | 83 | Nos. | 10 |  |  | Excess(+) | 1 | Full Conversion | INR | [40 empty] | 0 | 0 | INR Zero Only | 1.01 | Supplying, Conveying and fixing spls. Including eart | item1 | 123.223 | Nos
15.1 | Ceiling rose 3-Pin, 5A | Item92 | 10 | Nos. | 10 |  |  | Excess(+) | 1 | Full Conversion | INR | [40 empty] | 0 | 0 | INR Zero Only | 1.02 | Construction of chamber for 100mm sluice plates | item2 | 213 | Nos
15.11 | Bell push 6 A one way. . | Item93 | 10 | Nos. | 10 |  |  | Excess(+) | 1 | Full Conversion | INR | [40 empty] | 0 | 0 | INR Zero Only | 2 | Construction of chamber for 100mm sluices valve | item3 | 10 | Nos
16 | Supplying and fixing following piano type switch /socket on existing switch box/cover I/c connection etc as reqd. | Item94 | [52 empty] | 1.02 | Construction of chamber for 100mm sluice plates | item2 | 213 | Nos
16.1 | Fan regulator socket type rotary (dimmer) | Item95 | 16 | Nos. | 10 |  |  | Excess(+) | 1 | Full Conversion | INR | [40 empty] | 0 | 0 | INR Zero Only | 2 | Construction of chamber for 100mm sluices valve | item3 | 10 | Nos
16.2 | Fan regulator dimmer type 650 W | Item96 | 4 | Nos. | 10 |  |  | Excess(+) | 1 | Full Conversion | INR | [40 empty] | 0 | 0 | INR Zero Only | 3 | Supplying, Conveying and fixing spls. Including ea | item4 | 10 | Nos
17 | Supplyand & fixing following modular switch/ socket on the existing modular plates & switch box including connection but excluding modular plate etc. as reqd. | Item97 | [52 empty] | 1.01 | Supplying, Conveying and fixing spls. Including eart | item1 | 123.223 | Nos
17.1 | 5/6 Amp one way switch | Item98 | 104 | Nos. | 10 |  |  | Excess(+) | 1 | Full Conversion | INR | [40 empty] | 0 | 0 | INR Zero Only | 1.02 | Construction of chamber for 100mm sluice plates | item2 | 213 | Nos
17.2 | 3 Pin 5/6 Amp. socket outlet | Item99 | 20 | Nos. | 10 |  |  | Excess(+) | 1 | Full Conversion | INR | [40 empty] | 0 | 0 | INR Zero Only | 2 | Construction of chamber for 100mm sluices valve | item3 | 10 | Nos
17.3 | 15/16 Amp. one way switch | Item100 | 83 | Nos. | 10 |  |  | Excess(+) | 1 | Full Conversion | INR | [40 empty] | 0 | 0 | INR Zero Only | 3 | Supplying, Conveying and fixing spls. Including ea | item4 | 10 | Nos
17.4 | 6 Pin 15/16 Amp. socket outlet. | Item101 | 62 | Nos. | 10 |  |  | Excess(+) | 1 | Full Conversion | INR | [40 empty] | 0 | 0 | INR Zero Only | 1.01 | Supplying, Conveying and fixing spls. Including eart | item1 | 123.223 | Nos
17.5 | Modular Type Electronic Fan regulator | Item102 | 104 | Nos. | 10 |  |  | Excess(+) | 1 | Full Conversion | INR | [40 empty] | 0 | 0 | INR Zero Only | 1.02 | Construction of chamber for 100mm sluice plates | item2 | 213 | Nos
17.6 | Telephone socket outlet | Item103 | 20 | Nos. | 10 |  |  | Excess(+) | 1 | Full Conversion | INR | [40 empty] | 0 | 0 | INR Zero Only | 2 | Construction of chamber for 100mm sluices valve | item3 | 10 | Nos
17.7 | TV antenna socket outlet | Item104 | 10 | Nos. | 10 |  |  | Excess(+) | 1 | Full Conversion | INR | [40 empty] | 0 | 0 | INR Zero Only | 1.01 | Supplying, Conveying and fixing spls. Including eart | item1 | 123.223 | Nos
17.8 | Modular type blanking plate. | Item105 | 20 | Nos. | 10 |  |  | Excess(+) | 1 | Full Conversion | INR | [40 empty] | 0 | 0 | INR Zero Only | 1.02 | Construction of chamber for 100mm sluice plates | item2 | 213 | Nos
17.9 | Modular bell push 6 A one way. . | Item106 | 10 | Nos. | 10 |  |  | Excess(+) | 1 | Full Conversion | INR | [40 empty] | 0 | 0 | INR Zero Only | 2 | Construction of chamber for 100mm sluices valve | item3 | 10 | Nos
18 | Supplying and fixing call bell / buzzer suitable for single phase, 230 volts, complete as required. | Item107 | 20 | Nos. | 100 |  |  | Excess(+) | 1 | Full Conversion | INR | [40 empty] | 0 | 0 | INR Zero Only | 1.02 | Construction of chamber for 100mm sluice plates | item2 | 213 | Nos
19 | Supply, fixing, connecting & commissioning of 3 pin Plug top 6 Amp. as reqd. Anchor | Item108 | 10 | Nos. | 10 |  |  | Excess(+) | 1 | Full Conversion | INR | [40 empty] | 0 | 0 | INR Zero Only | 2 | Construction of chamber for 100mm sluices valve | item3 | 10 | Nos
20 | Supply fixing connecting & commissioning of 3 pin Plug top 16 Amp. as reqd. Anchor | Item109 | 10 | Nos. | 10 |  |  | Excess(+) | 1 | Full Conversion | INR | [40 empty] | 0 | 0 | INR Zero Only | 3 | Supplying, Conveying and fixing spls. Including ea | item4 | 10 | Nos
21 | Supply, Installation, testing & commissioning of AC ceiling fan of following sweeps, alluminium die cast body , copper wound, double bearing, less 70 watts 220 volts 50 Hz without regulator I/c wiring the down rods of standard length up to 30 cm with 1.5 sq.mm. PVC insulated copper conductor single core cable etc as reqd. ( ISI marked.) | Item110 | [52 empty] | 1.01 | Supplying, Conveying and fixing spls. Including eart | item1 | 123.223 | Nos
21.1 | 1200 mm Make_Bajaj Kassels/or approved Make. | Item111 | 31 | Nos. | 10 |  |  | Excess(+) | 1 | Full Conversion | INR | [40 empty] | 0 | 0 | INR Zero Only | 1.02 | Construction of chamber for 100mm sluice plates | item2 | 213 | Nos
21.2 | 1400 mm Make_Bajaj Kassels/or approved Make. | Item112 | 20 | Nos. | 10 |  |  | Excess(+) | 1 | Full Conversion | INR | [40 empty] | 0 | 0 | INR Zero Only | 2 | Construction of chamber for 100mm sluices valve | item3 | 10 | Nos
22 | Supplying, fixing, connecting, commissioning & testing of wall mounted fan 400mm (16") sleek model metal body with rag bolts etc. as reqd. | Item113 | 10 | Nos. | 10 |  |  | Excess(+) | 1 | Full Conversion | INR | [40 empty] | 0 | 0 | INR Zero Only | 3 | Supplying, Conveying and fixing spls. Including ea | item4 | 10 | Nos
23 | Supply, Installation,testing and commissioning of exhaust fan of following sizes,1Ǿ AC power supply,50 Hz in the existing opening I/c connection,rag bolts complete as reqd. | Item114 | [52 empty] | 1.01 | Supplying, Conveying and fixing spls. Including eart | item1 | 123.223 | Nos
23.1 | 300mm 6_pole | Item115 | 10 | Nos. | 10 |  |  | Excess(+) | 1 | Full Conversion | INR | [40 empty] | 0 | 0 | INR Zero Only | 1.02 | Construction of chamber for 100mm sluice plates | item2 | 213 | Nos
23.2 | 380 mm 6_pole | Item116 | 8 | Nos. | 10 |  |  | Excess(+) | 1 | Full Conversion | INR | [40 empty] | 0 | 0 | INR Zero Only | 2 | Construction of chamber for 100mm sluices valve | item3 | 10 | Nos
23.3 | 450 mm 6_pole | Item117 | 4 | Nos. | 10 |  |  | Excess(+) | 1 | Full Conversion | INR | [40 empty] | 0 | 0 | INR Zero Only | 1.01 | Supplying, Conveying and fixing spls. Including eart | item1 | 123.223 | Nos
24 | Supply and fixing of louver for exhaust fan of following sizes with rag bolts as reqd. | Item118 | [52 empty] | 1.02 | Construction of chamber for 100mm sluice plates | item2 | 213 | Nos
24.1 | 12" | Item119 | 10 | Nos. | 10 |  |  | Excess(+) | 1 | Full Conversion | INR | [40 empty] | 0 | 0 | INR Zero Only | 2 | Construction of chamber for 100mm sluices valve | item3 | 10 | Nos
24.2 | 15" | Item120 | 8 | Nos. | 100 |  |  | Excess(+) | 1 | Full Conversion | INR | [40 empty] | 0 | 0 | INR Zero Only | 1.02 | Construction of chamber for 100mm sluice plates | item2 | 213 | Nos
24.3 | 18" | Item121 | 4 | Nos. | 10 |  |  | Excess(+) | 1 | Full Conversion | INR | [40 empty] | 0 | 0 | INR Zero Only | 2 | Construction of chamber for 100mm sluices valve | item3 | 10 | Nos
24.4 | 24" | Item122 | 4 | Nos. | 10 |  |  | Excess(+) | 1 | Full Conversion | INR | [40 empty] | 0 | 0 | INR Zero Only | 3 | Supplying, Conveying and fixing spls. Including ea | item4 | 10 | Nos
25 | Supplying & fixing, connecting & commissioning industrical type metal clad plug top 20 Amp. 2P+E . (Make_ Legrand). | Item123 | 41 | Nos. | 10 |  |  | Excess(+) | 1 | Full Conversion | INR | [40 empty] | 0 | 0 | INR Zero Only | 1.01 | Supplying, Conveying and fixing spls. Including eart | item1 | 123.223 | Nos
26 | Supplying & fixing, connecting & commissioning industrical type metal clad socket 20 Amp .(20 A 2P+E) (Make_ Legrand). | Item124 | 20 | Nos. | 10 |  |  | Excess(+) | 1 | Full Conversion | INR | [40 empty] | 0 | 0 | INR Zero Only | 1.02 | Construction of chamber for 100mm sluice plates | item2 | 213 | Nos
27 | S & replacement of Hotal key fob switch 20 Amp. (Cat No.5730 37) with key fob complete, I/c connecting and commissioning etc reqd. Make legrand. | Item125 | 2 | Nos. | 10 |  |  | Excess(+) | 1 | Full Conversion | INR | [40 empty] | 0 | 0 | INR Zero Only | 2 | Construction of chamber for 100mm sluices valve | item3 | 10 | Nos
28 | S & replacement of key fob (Cat No. 5730 38)suitable for Hotal key fob switch 20Amp. as reqd. .(Legrand/ cabtre) | Item126 | 2 | Nos. | 10 |  |  | Excess(+) | 1 | Full Conversion | INR | [40 empty] | 0 | 0 | INR Zero Only | 3 | Supplying, Conveying and fixing spls. Including ea | item4 | 10 | Nos
29 | Supplying and fixing TP sheet steel enclosure on surface/ recess along with 16/25/32 A 415 V "C" curve TP MCB complete with connections, testing and commissioning etc. as required. | Item127 | 2 | Nos. | 10 |  |  | Excess(+) | 1 | Full Conversion | INR | [40 empty] | 0 | 0 | INR Zero Only | 1.01 | Supplying, Conveying and fixing spls. Including eart | item1 | 123.223 | Nos
30 | Supplying and fixing 20 amps 240 volts, SPN industrial type, socket outlet with 2 pole earthing metal enclosure, metal plug top,along with 20 amps, 10 KA,SP MCB on surface or in recess with chained cover for the socket outlet and complete as reqd. | Item128 | 8 | Nos. | 10 |  |  | Excess(+) | 1 | Full Conversion | INR | [40 empty] | 0 | 0 | INR Zero Only | 1.02 | Construction of chamber for 100mm sluice plates | item2 | 213 | Nos
31 | Supplying and fixing 20 amps 415 volts, TPN industrial type, socket outlet with 4 pole earthing metal enclosure, metal plug top,along with 20 amps, 10 KA,TP MCB on surface or in recess with chained cover for the socket outlet and complete as reqd. | Item129 | 4 | Nos. | 10 |  |  | Excess(+) | 1 | Full Conversion | INR | [40 empty] | 0 | 0 | INR Zero Only | 2 | Construction of chamber for 100mm sluices valve | item3 | 10 | Nos
31.1 | Supplying and fixing 30 A, 415 V, TPN Industrial type socket outlet, with 4 pole and earth, metal enclosed plug top alongwith 30 A "C" curve, TPMCB, in sheet steel enclosure, on surface or in recess, with chained metal cover for the socket out let and complete | Item130 | 2 | Nos. | 10 |  |  | Excess(+) | 1 | Full Conversion | INR | [40 empty] | 0 | 0 | INR Zero Only | 1.01 | Supplying, Conveying and fixing spls. Including eart | item1 | 123.223 | Nos
32 | Supplying and fixing Cable End Box (Loose Wire Box) suitable for following single pole and neutral, sheet steel, MCB distribution board, 240 Volts, on surface/ recess, complete with testing and commissioning etc. as required. | Item131 | [52 empty] | 1.02 | Construction of chamber for 100mm sluice plates | item2 | 213 | Nos
32.1 | For 6 way, Double door SPN MCBDB | Item132 | 4 | Nos. | 10 |  |  | Excess(+) | 1 | Full Conversion | INR | [40 empty] | 0 | 0 | INR Zero Only | 2 | Construction of chamber for 100mm sluices valve | item3 | 10 | Nos
32.2 | For 8 way, Double door SPN MCBDB | Item133 | 4 | Nos. | 100 |  |  | Excess(+) | 1 | Full Conversion | INR | [40 empty] | 0 | 0 | INR Zero Only | 1.02 | Construction of chamber for 100mm sluice plates | item2 | 213 | Nos
32.3 | For 10/12 way, Double door SPN MCBDB | Item134 | 2 | Nos. | 10 |  |  | Excess(+) | 1 | Full Conversion | INR | [40 empty] | 0 | 0 | INR Zero Only | 2 | Construction of chamber for 100mm sluices valve | item3 | 10 | Nos
32.4 | For 14/12 way, Double door SPN MCBDB | Item135 | 2 | Nos. | 10 |  |  | Excess(+) | 1 | Full Conversion | INR | [40 empty] | 0 | 0 | INR Zero Only | 3 | Supplying, Conveying and fixing spls. Including ea | item4 | 10 | Nos
33 | S & F 3 mm thick phenolic laminated sheet on existing board with brass screw & cup washer etc as reqd. | Item136 | 416 | Sq.in. | 10 |  |  | Excess(+) | 1 | Full Conversion | INR | [40 empty] | 0 | 0 | INR Zero Only | 1.01 | Supplying, Conveying and fixing spls. Including eart | item1 | 123.223 | Nos
34 | S & F bakelite sheet 5 mm thick complete with nut,bolts as reqd. | Item137 | 41 | Sq.in. | 10 |  |  | Excess(+) | 1 | Full Conversion | INR | [40 empty] | 0 | 0 | INR Zero Only | 1.02 | Construction of chamber for 100mm sluice plates | item2 | 213 | Nos
35 | MCB,DB & SWITCH FUSE UNITS | Item138 | [52 empty] | 2 | Construction of chamber for 100mm sluices valve | item3 | 10 | Nos
36 | S & F MCB of following pole and rating 240/415 volts 'C' series in the existing MCB DB complete with connection, testing & commissioning etc as reqd. ( legrand) | Item139 | [52 empty] | 3 | Supplying, Conveying and fixing spls. Including ea | item4 | 10 | Nos
36.1 | Single Pole 6 amp to 32 amp | Item140 | 31 | Nos. | 10 |  |  | Excess(+) | 1 | Full Conversion | INR | [40 empty] | 0 | 0 | INR Zero Only | 1.01 | Supplying, Conveying and fixing spls. Including eart | item1 | 123.223 | Nos
36.2 | Single Pole & Neutral 6 amp to 32 amp | Item141 | 10 | Nos. | 10 |  |  | Excess(+) | 1 | Full Conversion | INR | [40 empty] | 0 | 0 | INR Zero Only | 1.02 | Construction of chamber for 100mm sluice plates | item2 | 213 | Nos
36.3 | Triple Pole 6 amp to 32 amp | Item142 | 4 | Nos. | 10 |  |  | Excess(+) | 1 | Full Conversion | INR | [40 empty] | 0 | 0 | INR Zero Only | 2 | Construction of chamber for 100mm sluices valve | item3 | 10 | Nos
36.4 | Triple pole & Neutral 6 amp to 32 amp | Item143 | 10 | Nos. | 10 |  |  | Excess(+) | 1 | Full Conversion | INR | [40 empty] | 0 | 0 | INR Zero Only | 1.01 | Supplying, Conveying and fixing spls. Including eart | item1 | 123.223 | Nos
36.5 | SP MCB Blanking plats | Item144 | 20 | Nos. | 10 |  |  | Excess(+) | 1 | Full Conversion | INR | [40 empty] | 0 | 0 | INR Zero Only | 1.02 | Construction of chamber for 100mm sluice plates | item2 | 213 | Nos
37 | Supplying and fixing following rating and pole, 240/440 V, residual current circuit breaker (RCCB), having a sensitivity current 300 mA in the existing MCB DB complete with connections, testing and commissioning etc. as required. | Item145 | [52 empty] | 2 | Construction of chamber for 100mm sluices valve | item3 | 10 | Nos
37.1 | 25-32 amp double pole RCCB | Item146 | 4 | Nos. | 100 |  |  | Excess(+) | 1 | Full Conversion | INR | [40 empty] | 0 | 0 | INR Zero Only | 1.02 | Construction of chamber for 100mm sluice plates | item2 | 213 | Nos
37.2 | 40 amp double pole RCCB | Item147 | 4 | Nos. | 10 |  |  | Excess(+) | 1 | Full Conversion | INR | [40 empty] | 0 | 0 | INR Zero Only | 2 | Construction of chamber for 100mm sluices valve | item3 | 10 | Nos
37.3 | 63 amp double pole RCCB | Item148 | 4 | Nos. | 10 |  |  | Excess(+) | 1 | Full Conversion | INR | [40 empty] | 0 | 0 | INR Zero Only | 3 | Supplying, Conveying and fixing spls. Including ea | item4 | 10 | Nos
37.4 | 25-32 amp four pole, RCCB | Item149 | 4 | Nos. | 10 |  |  | Excess(+) | 1 | Full Conversion | INR | [40 empty] | 0 | 0 | INR Zero Only | 1.01 | Supplying, Conveying and fixing spls. Including eart | item1 | 123.223 | Nos
37.5 | 40 amp four pole, RCCB | Item150 | 4 | Nos. | 10 |  |  | Excess(+) | 1 | Full Conversion | INR | [40 empty] | 0 | 0 | INR Zero Only | 1.02 | Construction of chamber for 100mm sluice plates | item2 | 213 | Nos
37.6 | 63 amp four pole, RCCB | Item151 | 4 | Nos. | 10 |  |  | Excess(+) | 1 | Full Conversion | INR | [40 empty] | 0 | 0 | INR Zero Only | 2 | Construction of chamber for 100mm sluices valve | item3 | 10 | Nos
38 | Supply, fixing, testing & commissioning MCB of following pole and rating 240/415 volts 'C' curve 10kA in the existing MCB DB complete as reqd. ( legrand or approved Make) | Item152 | [52 empty] | 3 | Supplying, Conveying and fixing spls. Including ea | item4 | 10 | Nos
38.1 | Single Pole 40 amp to 63 amp | Item153 | 4 | Nos. | 10 |  |  | Excess(+) | 1 | Full Conversion | INR | [40 empty] | 0 | 0 | INR Zero Only | 1.01 | Supplying, Conveying and fixing spls. Including eart | item1 | 123.223 | Nos
38.2 | Single Pole & Neutral 40 amp to 63 amp | Item154 | 4 | Nos. | 10 |  |  | Excess(+) | 1 | Full Conversion | INR | [40 empty] | 0 | 0 | INR Zero Only | 1.02 | Construction of chamber for 100mm sluice plates | item2 | 213 | Nos
38.3 | Triple Pole 40 amp to 63 amp | Item155 | 4 | Nos. | 10 |  |  | Excess(+) | 1 | Full Conversion | INR | [40 empty] | 0 | 0 | INR Zero Only | 2 | Construction of chamber for 100mm sluices valve | item3 | 10 | Nos
38.4 | Triple pole & Neutral 40 amp to 63 amp | Item156 | 4 | Nos. | 10 |  |  | Excess(+) | 1 | Full Conversion | INR | [40 empty] | 0 | 0 | INR Zero Only | 1.01 | Supplying, Conveying and fixing spls. Including eart | item1 | 123.223 | Nos
39 | S & F metal enclosure for DP/FP MCB/ ELCB on surface/recessed etc as reqd. | Item157 | 20 | Nos. | 10 |  |  | Excess(+) | 1 | Full Conversion | INR | [40 empty] | 0 | 0 | INR Zero Only | 1.02 | Construction of chamber for 100mm sluice plates | item2 | 213 | Nos
40 | Supplying and fixing Cable End Box (Loose Wire Box) suitable for following single pole and neutral, sheet steel, MCB distribution board, 240 Volts, on surface/ recess, complete with testing and commissioning etc. as required. | Item158 | [52 empty] | 2 | Construction of chamber for 100mm sluices valve | item3 | 10 | Nos
40.1 | 6 -way, D.Door | Item159 | 2 | Nos. | 100 |  |  | Excess(+) | 1 | Full Conversion | INR | [40 empty] | 0 | 0 | INR Zero Only | 1.02 | Construction of chamber for 100mm sluice plates | item2 | 213 | Nos
40.2 | 8 -way, D.Door | Item160 | 2 | Nos. | 10 |  |  | Excess(+) | 1 | Full Conversion | INR | [40 empty] | 0 | 0 | INR Zero Only | 2 | Construction of chamber for 100mm sluices valve | item3 | 10 | Nos
40.3 | 10 & 12 -way, D.Door | Item161 | 2 | Nos. | 10 |  |  | Excess(+) | 1 | Full Conversion | INR | [40 empty] | 0 | 0 | INR Zero Only | 3 | Supplying, Conveying and fixing spls. Including ea | item4 | 10 | Nos
40.4 | 14 & 16 -way, D.Door | Item162 | 2 | Nos. | 10 |  |  | Excess(+) | 1 | Full Conversion | INR | [40 empty] | 0 | 0 | INR Zero Only | 1.01 | Supplying, Conveying and fixing spls. Including eart | item1 | 123.223 | Nos
41 | Supplying and fixing following way, single pole and neutral, sheet steel, MCB distribution board, 240 volts, on surface/ recess, complete with tinned copper bus bar, neutral bus bar, earth bar, din bar, interconnections, powder painted including earthing etc. as required. (But without MCB/RCCB/Isolator) | Item163 | [52 empty] | 1.02 | Construction of chamber for 100mm sluice plates | item2 | 213 | Nos
41.1 | 6-way , Double door | Item164 | 2 | Nos. | 10 |  |  | Excess(+) | 1 | Full Conversion | INR | [40 empty] | 0 | 0 | INR Zero Only | 2 | Construction of chamber for 100mm sluices valve | item3 | 10 | Nos
41.2 | 8-way , Double door | Item165 | 2 | Nos. | 10 |  |  | Excess(+) | 1 | Full Conversion | INR | [40 empty] | 0 | 0 | INR Zero Only | 3 | Supplying, Conveying and fixing spls. Including ea | item4 | 10 | Nos
41.3 | 12-way , Double door | Item166 | 5 | Nos. | 10 |  |  | Excess(+) | 1 | Full Conversion | INR | [40 empty] | 0 | 0 | INR Zero Only | 1.01 | Supplying, Conveying and fixing spls. Including eart | item1 | 123.223 | Nos
41.4 | 16-way , Double door | Item167 | 5 | Nos. | 10 |  |  | Excess(+) | 1 | Full Conversion | INR | [40 empty] | 0 | 0 | INR Zero Only | 1.02 | Construction of chamber for 100mm sluice plates | item2 | 213 | Nos
42 | Supply and fixing of following rating HRC fuses (DIN type) in existing SFU as reqd. | Item172 | [52 empty] | 1.02 | Construction of chamber for 100mm sluice plates | item2 | 213 | Nos
42.1 | up to 63 Amp. | Item173 | 2 | Nos. | 10 |  |  | Excess(+) | 1 | Full Conversion | INR | [40 empty] | 0 | 0 | INR Zero Only | 2 | Construction of chamber for 100mm sluices valve | item3 | 10 | Nos
42.2 | 80-125 Amp. | Item174 | 2 | Nos. | 10 |  |  | Excess(+) | 1 | Full Conversion | INR | [40 empty] | 0 | 0 | INR Zero Only | 3 | Supplying, Conveying and fixing spls. Including ea | item4 | 10 | Nos
42.3 | 160-200 Amp. | Item175 | 2 | Nos. | 10 |  |  | Excess(+) | 1 | Full Conversion | INR | [40 empty] | 0 | 0 | INR Zero Only | 1.01 | Supplying, Conveying and fixing spls. Including eart | item1 | 123.223 | Nos
42.4 | 250-315 Amps | Item176 | 2 | Nos. | 10 |  |  | Excess(+) | 1 | Full Conversion | INR | [40 empty] | 0 | 0 | INR Zero Only | 1.02 | Construction of chamber for 100mm sluice plates | item2 | 213 | Nos
43 | Supply and fixing of following rating HRC fuses Bolted type in existing SFU as reqd. | Item177 | [52 empty] | 2 | Construction of chamber for 100mm sluices valve | item3 | 10 | Nos
43.1 | up to 63 Amps | Item178 | 2 | Nos. | 10 |  |  | Excess(+) | 1 | Full Conversion | INR | [40 empty] | 0 | 0 | INR Zero Only | 3 | Supplying, Conveying and fixing spls. Including ea | item4 | 10 | Nos
43.2 | 80- 125 Amps | Item179 | 2 | Nos. | 10 |  |  | Excess(+) | 1 | Full Conversion | INR | [40 empty] | 0 | 0 | INR Zero Only | 1.01 | Supplying, Conveying and fixing spls. Including eart | item1 | 123.223 | Nos
43.3 | 160-200 Amps | Item180 | 2 | Nos. | 10 |  |  | Excess(+) | 1 | Full Conversion | INR | [40 empty] | 0 | 0 | INR Zero Only | 1.02 | Construction of chamber for 100mm sluice plates | item2 | 213 | Nos
43.4 | 250-315 Amps | Item181 | 2 | Nos. | 10 |  |  | Excess(+) | 1 | Full Conversion | INR | [40 empty] | 0 | 0 | INR Zero Only | 2 | Construction of chamber for 100mm sluices valve | item3 | 10 | Nos
44 | LIGHT FITTINGS & LUMINARIES Supply,Installation,Testing and commissioning LED light fittings integrated (with lamps) or without lamps including connection,nut bolts,washer and screw etc. after removing old complete as requiired. | Item182 | [52 empty] | 1.01 | Supplying, Conveying and fixing spls. Including eart | item1 | 123.223 | Nos
45.01 | Light fittings without lamp (surface/batten type). | Item183 | [52 empty] | 1.02 | Construction of chamber for 100mm sluice plates | item2 | 213 | Nos
45.02 | Batten fitting for LED tube T8 (PC_Body) suitable Make_Crompton-(ECO) or approved make) | Item184 | 8 | Nos. | 10 |  |  | Excess(+) | 1 | Full Conversion | INR | [40 empty] | 0 | 0 | INR Zero Only | 2 | Construction of chamber for 100mm sluices valve | item3 | 10 | Nos
45.03 | Batten fitting for single LED tube T8 (PC_Body) suitable Make_Crompton-(ECO-I) or approved make) | Item185 | 8 | Nos. | 100 |  |  | Excess(+) | 1 | Full Conversion | INR | [40 empty] | 0 | 0 | INR Zero Only | 1.02 | Construction of chamber for 100mm sluice plates | item2 | 213 | Nos
45.04 | Batten fitting for double LED tube T8 (PC_Body) Make_Crompton-(ECO-I) or approved make) | Item186 | 4 | Nos. | 10 |  |  | Excess(+) | 1 | Full Conversion | INR | [40 empty] | 0 | 0 | INR Zero Only | 2 | Construction of chamber for 100mm sluices valve | item3 | 10 | Nos
45.05 | LED light fittings batten & ceiling type (integrated type) | Item187 | [52 empty] | 3 | Supplying, Conveying and fixing spls. Including ea | item4 | 10 | Nos
45.06 | LED light fitting (Integrated) 20 watt with PC-Batten, =>100Lm/w, Make_Crompton_(Trim linea) or approved Make. | Item188 | 8 | Nos. | 10 |  |  | Excess(+) | 1 | Full Conversion | INR | [40 empty] | 0 | 0 | INR Zero Only | 1.01 | Supplying, Conveying and fixing spls. Including eart | item1 | 123.223 | Nos
45.07 | LED light fitting (Integrated) 20 watt with AL-Batten, =>125Lm/w, Make_Crompton(Bright linea) or approved Make. | Item189 | 8 | Nos. | 10 |  |  | Excess(+) | 1 | Full Conversion | INR | [40 empty] | 0 | 0 | INR Zero Only | 1.02 | Construction of chamber for 100mm sluice plates | item2 | 213 | Nos
45.08 | LED Ceiling Light 36watt,size(2X2) _Make crompton Aura (Cat No.LCPL-36-CDL) or approved from approved Make. | Item190 | 4 | Nos. | 10 |  |  | Excess(+) | 1 | Full Conversion | INR | [40 empty] | 0 | 0 | INR Zero Only | 2 | Construction of chamber for 100mm sluices valve | item3 | 10 | Nos
45.09 | LED Ceiling Light 36 watt,size (1X4) _Make_crompton Aura (cat No. LCPL-36-CDL) or approved Make. | Item191 | 4 | Nos. | 10 |  |  | Excess(+) | 1 | Full Conversion | INR | [40 empty] | 0 | 0 | INR Zero Only | 3 | Supplying, Conveying and fixing spls. Including ea | item4 | 10 | Nos
45.1 | LED Ceiling Light Fitting 33 watt, =>3000lm, size 1'x4' Edge slim Extruded aluminum housing Make_Philiphs coreline or approved Make. | Item192 | 4 | Nos. | 10 |  |  | Excess(+) | 1 | Full Conversion | INR | [40 empty] | 0 | 0 | INR Zero Only | 1.01 | Supplying, Conveying and fixing spls. Including eart | item1 | 123.223 | Nos
45.11 | LED Ceiling Light Fitting 33 watt, =>3000lm, size 2'x2' Edge slim Extruded aluminum housing. Make_Philiphs coreline or approved Make. | Item193 | 4 | Nos. | 10 |  |  | Excess(+) | 1 | Full Conversion | INR | [40 empty] | 0 | 0 | INR Zero Only | 1.02 | Construction of chamber for 100mm sluice plates | item2 | 213 | Nos
45.12 | LED skirting light 3-Module,230 volts. (Make_Legrand lyncus_(cat.6772 48) or eqivalent approved make) | Item194 | 4 | Nos. | 10 |  |  | Excess(+) | 1 | Full Conversion | INR | [40 empty] | 0 | 0 | INR Zero Only | 2 | Construction of chamber for 100mm sluices valve | item3 | 10 | Nos
45.13 | LED down light,mirror & bulk head light fittings (integrated type) | Item195 | [52 empty] | 1.01 | Supplying, Conveying and fixing spls. Including eart | item1 | 123.223 | Nos
45.14 | LED Ceiling Light 6watt FR-plastic_housing (round/square shape), Make_Crompton-Royal Rimless-R (Cat No. LCRP-06-CDL) or approved Make. | Item196 | 20 | Nos. | 10 |  |  | Excess(+) | 1 | Full Conversion | INR | [40 empty] | 0 | 0 | INR Zero Only | 1.02 | Construction of chamber for 100mm sluice plates | item2 | 213 | Nos
45.15 | LED Ceiling Light 10watt FR-plastic_housing (round/square shape), Make_Crompton-Royal Rimless-R (Cat No. LCRP-10-CDL) or approved Make. | Item197 | 4 | Nos. | 10 |  |  | Excess(+) | 1 | Full Conversion | INR | [40 empty] | 0 | 0 | INR Zero Only | 2 | Construction of chamber for 100mm sluices valve | item3 | 10 | Nos
45.16 | LED Ceiling Light 15watt FR-plastic_housing (round/square shape), Make_Crompton-Royal Rimless-R (Cat No. LCRP-15-CDL) or approved Make. | Item198 | 4 | Nos. | 100 |  |  | Excess(+) | 1 | Full Conversion | INR | [40 empty] | 0 | 0 | INR Zero Only | 1.02 | Construction of chamber for 100mm sluice plates | item2 | 213 | Nos
45.17 | LED Ceiling Light 20watt FR-plastic_housing (round/square shape), Make_Crompton-Royal Rimless-R (Cat No. LCRP-20-CDL) or approved Make. | Item199 | 4 | Nos. | 10 |  |  | Excess(+) | 1 | Full Conversion | INR | [40 empty] | 0 | 0 | INR Zero Only | 2 | Construction of chamber for 100mm sluices valve | item3 | 10 | Nos
45.18 | LED Ceiling Light 6 watt AL_housing (round/square shape),=>100Lm/w. Make_Crompton-Pearl Neos_R (Cat No. LCDSPLN-S/R-06-CDL ) or approved Make. | Item200 | 8 | Nos. | 10 |  |  | Excess(+) | 1 | Full Conversion | INR | [40 empty] | 0 | 0 | INR Zero Only | 3 | Supplying, Conveying and fixing spls. Including ea | item4 | 10 | Nos
45.19 | LED Ceiling Light 12 watt AL_housing (round/square shape),=>100Lm/w. Make_Crompton-Pearl Neos_R(Cat No. LCDSPLN-S/R-18-CDL ) or approved Make. | Item201 | 4 | Nos. | 10 |  |  | Excess(+) | 1 | Full Conversion | INR | [40 empty] | 0 | 0 | INR Zero Only | 1.01 | Supplying, Conveying and fixing spls. Including eart | item1 | 123.223 | Nos
45.2 | LED Ceiling Light 18watt AL_housing (round/square shape),=>100Lm/w. Make_Crompton-Pearl Neos_R(Cat No.LCDSPLN-S/R-18-CDL ) or approved Make. | Item202 | 4 | Nos. | 10 |  |  | Excess(+) | 1 | Full Conversion | INR | [40 empty] | 0 | 0 | INR Zero Only | 1.02 | Construction of chamber for 100mm sluice plates | item2 | 213 | Nos
45.21 | LED Mirror Light 5 watt,450lm,1 ft long, Make_Philips (Astra line) or approved Make. | Item203 | 2 | Nos. | 10 |  |  | Excess(+) | 1 | Full Conversion | INR | [40 empty] | 0 | 0 | INR Zero Only | 2 | Construction of chamber for 100mm sluices valve | item3 | 10 | Nos
45.22 | LED Mirror Light 9 watt, 900lm, 2 ft long, Make_Philips (Astra line) or approved Make. | Item204 | 2 | Nos. | 10 |  |  | Excess(+) | 1 | Full Conversion | INR | [40 empty] | 0 | 0 | INR Zero Only | 3 | Supplying, Conveying and fixing spls. Including ea | item4 | 10 | Nos
45.23 | LED Mirror Light 20 watt, 2000lm. 4 ft long, Make_Philips (Astra line) or approved Make. | Item205 | 2 | Nos. | 10 |  |  | Excess(+) | 1 | Full Conversion | INR | [40 empty] | 0 | 0 | INR Zero Only | 1.01 | Supplying, Conveying and fixing spls. Including eart | item1 | 123.223 | Nos
45.24 | LED Ceiling/down Light 6 watt surface type. Make_Philiphs (star_surface) or approved Make | Item206 | 10 | Nos. | 10 |  |  | Excess(+) | 1 | Full Conversion | INR | [40 empty] | 0 | 0 | INR Zero Only | 1.02 | Construction of chamber for 100mm sluice plates | item2 | 213 | Nos
45.25 | LED Ceiling/down Light 12 watt surface type. Make_Philiphs (star_surface) or approved Make | Item207 | 4 | Nos. | 10 |  |  | Excess(+) | 1 | Full Conversion | INR | [40 empty] | 0 | 0 | INR Zero Only | 2 | Construction of chamber for 100mm sluices valve | item3 | 10 | Nos
45.26 | LED Ceiling/down Light 18 watt surface type. Make_Philiphs (star_surface) or approved Make | Item208 | 4 | Nos. | 10 |  |  | Excess(+) | 1 | Full Conversion | INR | [40 empty] | 0 | 0 | INR Zero Only | 1.01 | Supplying, Conveying and fixing spls. Including eart | item1 | 123.223 | Nos
45.27 | LED Bulkhead fitting 6.5 -7 watt, 700lm, IP65 Make- Philips(Vistaglow) (Cat No. WT140W LED7S CW PSU S1 PC) or approved Make. | Item209 | 4 | Nos. | 10 |  |  | Excess(+) | 1 | Full Conversion | INR | [40 empty] | 0 | 0 | INR Zero Only | 1.02 | Construction of chamber for 100mm sluice plates | item2 | 213 | Nos
45.28 | LED street,Post Top and flood light fittings (integrated type). | Item210 | [52 empty] | 2 | Construction of chamber for 100mm sluices valve | item3 | 10 | Nos
45.29 | LED Post Top Lantern 40watt. Make_Crompton (Cat.No.LPTO-40-CDL) or approved from approved Make. | Item211 | 2 | Nos. | 100 |  |  | Excess(+) | 1 | Full Conversion | INR | [40 empty] | 0 | 0 | INR Zero Only | 1.02 | Construction of chamber for 100mm sluice plates | item2 | 213 | Nos
45.3 | LED Street light make up of pressure die aluminium housing with high power LED as lighting source and lens embedded PC cover having top opening seperate driver compartment of following protection complete with all accessories including rag bolts with washer etc as reqd. | Item212 | [52 empty] | 2 | Construction of chamber for 100mm sluices valve | item3 | 10 | Nos
45.31 | LED Street light fitting 20 watt (Bracket type), =>100lm/w,IP65 Make_Crompton (CatNo.LSTS-20-CDL/NL-M) or approved from approved Make. | Item213 | 4 | Nos. | 10 |  |  | Excess(+) | 1 | Full Conversion | INR | [40 empty] | 0 | 0 | INR Zero Only | 3 | Supplying, Conveying and fixing spls. Including ea | item4 | 10 | Nos
45.32 | LED Street light fitting 25 watt (Bracket type), =>100lm/w,IP65 Make_Crompton (CatNo.LSTS-25-CDL/NL-M) or approved Make. | Item214 | 4 | Nos. | 10 |  |  | Excess(+) | 1 | Full Conversion | INR | [40 empty] | 0 | 0 | INR Zero Only | 1.01 | Supplying, Conveying and fixing spls. Including eart | item1 | 123.223 | Nos
45.33 | LED Flood light fitting 48 watt , =>100lm/w,IP66 | Item215 | 4 | Nos. | 10 |  |  | Excess(+) | 1 | Full Conversion | INR | [40 empty] | 0 | 0 | INR Zero Only | 1.02 | Construction of chamber for 100mm sluice plates | item2 | 213 | Nos
46 | Supply, Fixing,Testing and commissioning of following lamps and choke (copper/Electronic ballast) in existing old fittngs including connection etc. complete as required. | Item216 | [52 empty] | 2 | Construction of chamber for 100mm sluices valve | item3 | 10 | Nos
46.1 | Metal halide lamp double ended 70/150watt. (Make_ Havells or approved make) | Item217 | 10 | Nos. | 10 |  |  | Excess(+) | 1 | Full Conversion | INR | [40 empty] | 0 | 0 | INR Zero Only | 3 | Supplying, Conveying and fixing spls. Including ea | item4 | 10 | Nos
46.2 | LED Tube rod 20 watt Make _philips steller Bright or approved | Item218 | 20 | Nos. | 10 |  |  | Excess(+) | 1 | Full Conversion | INR | [40 empty] | 0 | 0 | INR Zero Only | 1.01 | Supplying, Conveying and fixing spls. Including eart | item1 | 123.223 | Nos
46.3 | Flourescent Tube light 36 watt (Make_Havells or approved make). | Item219 | 20 | Nos. | 10 |  |  | Excess(+) | 1 | Full Conversion | INR | [40 empty] | 0 | 0 | INR Zero Only | 1.02 | Construction of chamber for 100mm sluice plates | item2 | 213 | Nos
46.4 | Picture/candle lamp 40 watt pin/screw type (Make_Philips or approved make) | Item220 | 10 | Nos. | 10 |  |  | Excess(+) | 1 | Full Conversion | INR | [40 empty] | 0 | 0 | INR Zero Only | 2 | Construction of chamber for 100mm sluices valve | item3 | 10 | Nos
46.5 | Starter 20/40 watt (Make_Philips or approved make) | Item221 | 41 | Nos. | 10 |  |  | Excess(+) | 1 | Full Conversion | INR | [40 empty] | 0 | 0 | INR Zero Only | 1.01 | Supplying, Conveying and fixing spls. Including eart | item1 | 123.223 | Nos
46.6 | Electronic Choke for FL. Fitting 36W/40W, (Make_Havells or approved Make), | Item222 | 20 | Nos. | 10 |  |  | Excess(+) | 1 | Full Conversion | INR | [40 empty] | 0 | 0 | INR Zero Only | 1.02 | Construction of chamber for 100mm sluice plates | item2 | 213 | Nos
46.7 | Choke (Copper ballast) for HPSV/metal halide fitting 1X70W SON/MH Lamp, Make_Havells (Cat No. LHBW07170036) or approved Make., | Item223 | 10 | Nos. | 10 |  |  | Excess(+) | 1 | Full Conversion | INR | [40 empty] | 0 | 0 | INR Zero Only | 2 | Construction of chamber for 100mm sluices valve | item3 | 10 | Nos
46.8 | Choke (Copper ballast) for HPSV/metal halide fitting 1X150W SON/MH Lamp, Make_Havells (Cat No. LHBW20115036) or approved Make., | Item224 | 10 | Nos. | 100 |  |  | Excess(+) | 1 | Full Conversion | INR | [40 empty] | 0 | 0 | INR Zero Only | 1.02 | Construction of chamber for 100mm sluice plates | item2 | 213 | Nos
46.9 | Ignitors for 70 to 400 watt HPSV/MH Lamp , Make_Havells or approved Make. | Item225 | 10 | Nos. | 10 |  |  | Excess(+) | 1 | Full Conversion | INR | [40 empty] | 0 | 0 | INR Zero Only | 2 | Construction of chamber for 100mm sluices valve | item3 | 10 | Nos
47 | Supply of following material of given rating as mentioned below complete as required. | Item226 | [52 empty] | 3 | Supplying, Conveying and fixing spls. Including ea | item4 | 10 | Nos
47.1 | LED candle/Picture Lamp 0.5 watt Screw/Pin type (E14,E22,E27) (Make_Havells_ Adoreled or approved make) | Item227 | 10 | Nos. | 10 |  |  | Excess(+) | 1 | Full Conversion | INR | [40 empty] | 0 | 0 | INR Zero Only | 1.01 | Supplying, Conveying and fixing spls. Including eart | item1 | 123.223 | Nos
47.2 | LED candle/Picture Lamp 3watt Screw/Pin type (E14,E22,E27) (Make_Havells_Adoreled or approved make) | Item228 | 20 | Nos. | 10 |  |  | Excess(+) | 1 | Full Conversion | INR | [40 empty] | 0 | 0 | INR Zero Only | 1.02 | Construction of chamber for 100mm sluice plates | item2 | 213 | Nos
47.3 | LED Tube 20watt ,T-8, 4ft long. (Make_Havells_Maxoled or approved make) | Item229 | 20 | Nos. | 10 |  |  | Excess(+) | 1 | Full Conversion | INR | [40 empty] | 0 | 0 | INR Zero Only | 2 | Construction of chamber for 100mm sluices valve | item3 | 10 | Nos
47.4 | Batten fitting (for LED Tube T-8), 4ft long (Make_Havells_ Maxoled batteb) | Item230 | 4 | Nos. | 10 |  |  | Excess(+) | 1 | Full Conversion | INR | [40 empty] | 0 | 0 | INR Zero Only | 3 | Supplying, Conveying and fixing spls. Including ea | item4 | 10 | Nos
47.5 | Flourescent Tube 36/40watt,T-8, 4ft long. (Make_Havells_Maxoline) | Item231 | 20 | Nos. | 10 |  |  | Excess(+) | 1 | Full Conversion | INR | [40 empty] | 0 | 0 | INR Zero Only | 1.01 | Supplying, Conveying and fixing spls. Including eart | item1 | 123.223 | Nos
47.6 | FTL Batten fitting with electronic ballast (w/o tube), 4ft long (Make_Havells_UTSAV) | Item232 | 4 | Nos. | 10 |  |  | Excess(+) | 1 | Full Conversion | INR | [40 empty] | 0 | 0 | INR Zero Only | 1.02 | Construction of chamber for 100mm sluice plates | item2 | 213 | Nos
47.7 | Electronic ballast 36/40watt (suitable for FTL). Make_ Havell_EL_star or approved make) | Item233 | 41 | Nos. | 10 |  |  | Excess(+) | 1 | Full Conversion | INR | [40 empty] | 0 | 0 | INR Zero Only | 2 | Construction of chamber for 100mm sluices valve | item3 | 10 | Nos
47.8 | Starter 20/40watt (Make_Havells or approved make) | Item234 | 208 | Nos. | 10 |  |  | Excess(+) | 1 | Full Conversion | INR | [40 empty] | 0 | 0 | INR Zero Only | 1.01 | Supplying, Conveying and fixing spls. Including eart | item1 | 123.223 | Nos
48 | Providing,fixing ,Testing and commissioning of timer switch for 24 Hrs setting astronomical type channel mounted complete as reqd. Make_Legrand (Alpharex 3 D21,1_Channel) or approved make. | Item237 | 2 | Nos. | 100 |  |  | Excess(+) | 1 | Full Conversion | INR | [40 empty] | 0 | 0 | INR Zero Only | 1.02 | Construction of chamber for 100mm sluice plates | item2 | 213 | Nos
49 | Supply & fixing of 65 mm dia.'B' class GI pole 4.5 mtr. Long for post top lantern i/c base plate 300 x 300 x 3mm GI reducer & nipple for mounting the fitting with painting etc. grouting in cement concrete 1: 3: 6 (1 cement : 3 coarse sand : 6 stone aggregate 40mm nominal size 0.4mm dia x 0.5 mm high to accomodate the looping) complete as reqd. | Item238 | 2 | Nos. | 10 |  |  | Excess(+) | 1 | Full Conversion | INR | [40 empty] | 0 | 0 | INR Zero Only | 2 | Construction of chamber for 100mm sluices valve | item3 | 10 | Nos
50 | INTERNAL REPAIR WORKS | Item239 | [52 empty] | 3 | Supplying, Conveying and fixing spls. Including ea | item4 | 10 | Nos
51 | Dismantling of rally fan / cabin fan/ ceiling fan from normal height and depositing in store as reqd. | Item240 | 4 | Nos. | 10 |  |  | Excess(+) | 1 | Full Conversion | INR | [40 empty] | 0 | 0 | INR Zero Only | 1.01 | Supplying, Conveying and fixing spls. Including eart | item1 | 123.223 | Nos
52 | Installation, testing and commissioning of ceiling fan with/without, including wiring the down rods of standared length (upto 30cm)with 1.5sq.mm FRLS PVC insulated, copper conductor, single core cable etc as required. | Item241 | 4 | Nos. | 10 |  |  | Excess(+) | 1 | Full Conversion | INR | [40 empty] | 0 | 0 | INR Zero Only | 1.02 | Construction of chamber for 100mm sluice plates | item2 | 213 | Nos
53 | Installation of exhaust fan in the existing opening , including making good the damage, connection, testing, commissioning etc. as reqd | Item242 | [52 empty] | 2 | Construction of chamber for 100mm sluices valve | item3 | 10 | Nos
53.01 | Upto 450 mm sweep | Item243 | 4 | Nos. | 10 |  |  | Excess(+) | 1 | Full Conversion | INR | [40 empty] | 0 | 0 | INR Zero Only | 3 | Supplying, Conveying and fixing spls. Including ea | item4 | 10 | Nos
53.02 | 510 mm sweep | Item244 | 4 | Nos. | 10 |  |  | Excess(+) | 1 | Full Conversion | INR | [40 empty] | 0 | 0 | INR Zero Only | 1.01 | Supplying, Conveying and fixing spls. Including eart | item1 | 123.223 | Nos
54 | Dismantling and refixing bakelite/ phenolic laminated sheet upto 6mm thickness with screws and cup washers as required | Item245 | 416 | Sq.in. | 10 |  |  | Excess(+) | 1 | Full Conversion | INR | [40 empty] | 0 | 0 | INR Zero Only | 1.02 | Construction of chamber for 100mm sluice plates | item2 | 213 | Nos
55 | Dismantling and refixing of wooden board of any sizess on surface or in recessed etc as reqd. | Item246 | 20 | Nos. | 10 |  |  | Excess(+) | 1 | Full Conversion | INR | [40 empty] | 0 | 0 | INR Zero Only | 2 | Construction of chamber for 100mm sluices valve | item3 | 10 | Nos
56 | Repairing, cleaning and replacement of damaged parts in existing fitting (i.e. holder, Lamp, tubes, chokes starter etc.) complete as required. | Item247 | 83 | Nos. | 10 |  |  | Excess(+) | 1 | Full Conversion | INR | [40 empty] | 0 | 0 | INR Zero Only | 1.01 | Supplying, Conveying and fixing spls. Including eart | item1 | 123.223 | Nos
57 | Installation ,Testing, Commissioning of wall bracket /ceiling fittings of all sizes/shapes containing upto two LS/CFL/LED lamps per fitting, complete with all accessories including connections etc. as required. | Item248 | 10 | Nos. | 10 |  |  | Excess(+) | 1 | Full Conversion | INR | [40 empty] | 0 | 0 | INR Zero Only | 1.02 | Construction of chamber for 100mm sluice plates | item2 | 213 | Nos
58 | Installation, testing and commissioning of pre-wired, fluorescent fitting / compact fluorescent fitting of all types, complete with all accessories and tube etc. Directly on ceiling / wall including connection with 1.5sq.mm FRLS PVC insulated, copper conductor, single core cable and earthing etc. as required. | Item249 | 10 | Nos. | 10 |  |  | Excess(+) | 1 | Full Conversion | INR | [40 empty] | 0 | 0 | INR Zero Only | 2 | Construction of chamber for 100mm sluices valve | item3 | 10 | Nos
59 | Dismantling the old MS/ PVC conduit pipe of all sizes from surface/recessed & making good the damages I/c filling the holes of the surface and depositing the same as reqd. | Item250 | 41 | Mtr. | 100 |  |  | Excess(+) | 1 | Full Conversion | INR | [40 empty] | 0 | 0 | INR Zero Only | 1.02 | Construction of chamber for 100mm sluice plates | item2 | 213 | Nos
60 | Dismantling the old wood batten/PVC casing caping of all sizes from surface & making good the damages I/c filling the holes of the surface and depositing the same as reqd. | Item251 | 41 | Mtr. | 10 |  |  | Excess(+) | 1 | Full Conversion | INR | [40 empty] | 0 | 0 | INR Zero Only | 2 | Construction of chamber for 100mm sluices valve | item3 | 10 | Nos
61 | Dismantling of old/damaged DB/ TPN switch Box etc. on surface/ recessed including making good and painting with enamel paint etc as reqd | Item252 | 8 | Nos. | 10 |  |  | Excess(+) | 1 | Full Conversion | INR | [40 empty] | 0 | 0 | INR Zero Only | 3 | Supplying, Conveying and fixing spls. Including ea | item4 | 10 | Nos
62 | Dismantling of switch board/MS/PVC boxes of any size up to 250x300x100 mm on surface/ recessed including making good and painting with enamel paint etc as reqd | Item253 | 8 | Nos. | 10 |  |  | Excess(+) | 1 | Full Conversion | INR | [40 empty] | 0 | 0 | INR Zero Only | 1.01 | Supplying, Conveying and fixing spls. Including eart | item1 | 123.223 | Nos
63 | Dismantling, disconnecting 3x1.5/2.5/4.0/6.0/10.0 sqmm wire from existing conduit pipe casing and caping and making role and depositing in store as reqd. | Item254 | 208 | Mtr. | 10 |  |  | Excess(+) | 1 | Full Conversion | INR | [40 empty] | 0 | 0 | INR Zero Only | 1.02 | Construction of chamber for 100mm sluice plates | item2 | 213 | Nos
64 | Fixing 20/25/32 mm steel conduit pipe with all accessories in surface / recess including painting in case of surface conduit or cutting the wall and making good the same in case of recessed conduit as required complete. Only conduit pipe supplied by department as reqd. | Item255 | 41 | Mtr. | 10 |  |  | Excess(+) | 1 | Full Conversion | INR | [40 empty] | 0 | 0 | INR Zero Only | 2 | Construction of chamber for 100mm sluices valve | item3 | 10 | Nos
65 | Fixing PVC/MS box of any size on surface/recessed including painting, making good with enamel paint etc. As reqd. | Item256 | 7 | Nos. | 10 |  |  | Excess(+) | 1 | Full Conversion | INR | [40 empty] | 0 | 0 | INR Zero Only | 3 | Supplying, Conveying and fixing spls. Including ea | item4 | 10 | Nos
66 | Locating fault in the cable lines with meager etc. and rectifying removing & restoring supply the same & making good the damages etc (temporary) as reqd. | Item257 | 2 | Nos. | 10 |  |  | Excess(+) | 1 | Full Conversion | INR | [40 empty] | 0 | 0 | INR Zero Only | 1.01 | Supplying, Conveying and fixing spls. Including eart | item1 | 123.223 | Nos
67 | Locating fault in wiring rectifying removing & restoring supply the same & making good the damages etc as reqd. | Item258 | 20 | Nos. | 10 |  |  | Excess(+) | 1 | Full Conversion | INR | [40 empty] | 0 | 0 | INR Zero Only | 1.02 | Construction of chamber for 100mm sluice plates | item2 | 213 | Nos
68 | Providing 1/3 phase temporary service connection from supply source to desired place up to the lead/ cable 35 sq.mm. of 50 mtr. and disconnecting the same including to & fro cartage. ( extension board and cable will be supplied by the dept.) | Item260 | 1 | Nos. | 10 |  |  | Excess(+) | 1 | Full Conversion | INR | [40 empty] | 0 | 0 | INR Zero Only | 1.01 | Supplying, Conveying and fixing spls. Including eart | item1 | 123.223 | Nos
69 | Digging cable trench, lifting brick & cable and locating fault and relaying the cable I/c. refilling the same as required. | Item261 | [52 empty] | 1.02 | Construction of chamber for 100mm sluice plates | item2 | 213 | Nos
69.01 | Up to 35sqmm | Item262 | 20 | Mtr. | 10 |  |  | Excess(+) | 1 | Full Conversion | INR | [40 empty] | 0 | 0 | INR Zero Only | 2 | Construction of chamber for 100mm sluices valve | item3 | 10 | Nos
69.02 | Above 35 to 95 Sqmm | Item263 | 20 | Mtr. | 100 |  |  | Excess(+) | 1 | Full Conversion | INR | [40 empty] | 0 | 0 | INR Zero Only | 1.02 | Construction of chamber for 100mm sluice plates | item2 | 213 | Nos
69.03 | Above 95 to 185 Sqmm | Item264 | 20 | Mtr. | 10 |  |  | Excess(+) | 1 | Full Conversion | INR | [40 empty] | 0 | 0 | INR Zero Only | 2 | Construction of chamber for 100mm sluices valve | item3 | 10 | Nos
70 | Lifting & removing cable of any size from trench/ clamps on surface, making roll depositing the same in the store I/c cartage etc as reqd. | Item265 | 20 | Mtr. | 10 |  |  | Excess(+) | 1 | Full Conversion | INR | [40 empty] | 0 | 0 | INR Zero Only | 3 | Supplying, Conveying and fixing spls. Including ea | item4 | 10 | Nos
71 | Supply & fixing 1 set (4 Nos.) of rag bolts with washer 12x100mm suitable size for rack of network system & water geyser as reqd. | Item266 | 20 | Set | 10 |  |  | Excess(+) | 1 | Full Conversion | INR | [40 empty] | 0 | 0 | INR Zero Only | 1.01 | Supplying, Conveying and fixing spls. Including eart | item1 | 123.223 | Nos
72 | METER /STARTERS | Item267 | [52 empty] | 1.02 | Construction of chamber for 100mm sluice plates | item2 | 213 | Nos
73 | Supplying & fixing 1 or 3Ǿ with LCD display type electronic energy meter of following rating and specification with/without optical port existing surface including connection complete as reqd. | Item268 | [52 empty] | 2 | Construction of chamber for 100mm sluices valve | item3 | 10 | Nos
74 | 1P LCD Meter 5-30A with out BOX , Make_L & T (Cat no. WM101 BC5 DL0 ) or approved. | Item269 | 2 | Nos. | 10 |  |  | Excess(+) | 1 | Full Conversion | INR | [40 empty] | 0 | 0 | INR Zero Only | 3 | Supplying, Conveying and fixing spls. Including ea | item4 | 10 | Nos
75 | 1P LCD Meter 5-30A with BOX , Make_L & T (Cat no. WM101 BC5 DL0 BOX ) or approved. | Item270 | 2 | Nos. | 10 |  |  | Excess(+) | 1 | Full Conversion | INR | [40 empty] | 0 | 0 | INR Zero Only | 1.01 | Supplying, Conveying and fixing spls. Including eart | item1 | 123.223 | Nos
76 | 1P LCD Meter 5-30A with Optical port + BOX ,Make_L & T (Cat no.WM101 BC5 DDHBOX ) or approved. | Item271 | 2 | Nos. | 10 |  |  | Excess(+) | 1 | Full Conversion | INR | [40 empty] | 0 | 0 | INR Zero Only | 1.02 | Construction of chamber for 100mm sluice plates | item2 | 213 | Nos
77 | Fixing Energy meter on exising panel door including Cutting MS pannel door and drilling holes and intact with GI srip, nut,bolts & washers complete as requird. | Item275 | 2 | Nos. | 10 |  |  | Excess(+) | 1 | Full Conversion | INR | [40 empty] | 0 | 0 | INR Zero Only | 1.02 | Construction of chamber for 100mm sluice plates | item2 | 213 | Nos
78 | OH & POLE | Item280 | [52 empty] | 2 | Construction of chamber for 100mm sluices valve | item3 | 10 | Nos
79 | Supply and fixing of single arm GI bracket for mounting street light on existing pole, fabricated with GI pipe 80 mm dia base with cap and suitably inclined arm of 32 mm dia and one metre long (class'B') with nuts, bolts and washer duly painted complete as required. | Item281 | 2 | Nos. | 10 |  |  | Excess(+) | 1 | Full Conversion | INR | [40 empty] | 0 | 0 | INR Zero Only | 1.01 | Supplying, Conveying and fixing spls. Including eart | item1 | 123.223 | Nos
80 | Supply and fixing of double arm GI bracket for mounting street light on existing pole, fabricated with GI pipe 80 mm dia base with cap and suitably inclined arm of 32 mm dia and one metre long (class'B') with nuts, bolts and washer duly painted complete as required. | Item282 | 2 | Nos. | 10 |  |  | Excess(+) | 1 | Full Conversion | INR | [40 empty] | 0 | 0 | INR Zero Only | 1.02 | Construction of chamber for 100mm sluice plates | item2 | 213 | Nos
81 | Supplying and fixing of 20 mm dia X 2.00 metres long G.I. pipe (medium class) bracket for mounting of fluorescent / HPMV / HPSV street light fitting on pole including bending the pipe to the required shape, 2 nos 40 mm X 3 mm flat iron clamps with nuts, bolts and washer, painting the flat iron with primer and finish paint etc. as required. | Item283 | 2 | Mtr. | 10 |  |  | Excess(+) | 1 | Full Conversion | INR | [40 empty] | 0 | 0 | INR Zero Only | 2 | Construction of chamber for 100mm sluices valve | item3 | 10 | Nos
82 | Making masonry pillar with bricks, cement and sand ( 1: 4) of size 450mm x 450mm x 600mm height above the ground level after 100mm C.C (1: 3 : 6 ) foundation and plastered 15 mm on all sides including painted with white cement etc as reqd. | Item284 | 2 | Nos. | 100 |  |  | Excess(+) | 1 | Full Conversion | INR | [40 empty] | 0 | 0 | INR Zero Only | 1.02 | Construction of chamber for 100mm sluice plates | item2 | 213 | Nos
83 | Supply, fixing, connecting and commissioning cable end control box (looping type) with MS sheet of 16 SWG of size 200 mm X 200 mm X 125 mm having 1 No. SP MCB 6 Amp to 32 Amp, 230 volts and 2 Nos. Brass neutral link 12.5 mm square rod 6 way approx. 60 mm long and fixed on 6 mm thick bakelite sheet. Box shall have almirah type hinge and panel key type lock front door duly painted with earthing stud etc. complete as required. | Item285 | 2 | Nos. | 10 |  |  | Excess(+) | 1 | Full Conversion | INR | [40 empty] | 0 | 0 | INR Zero Only | 2 | Construction of chamber for 100mm sluices valve | item3 | 10 | Nos
84 | Dismantling of pole / street light standard/ strut embeded in brick bllast foundation etc as required. | Item286 | 4 | Nos. | 10 |  |  | Excess(+) | 1 | Full Conversion | INR | [40 empty] | 0 | 0 | INR Zero Only | 3 | Supplying, Conveying and fixing spls. Including ea | item4 | 10 | Nos
85 | Painting of following size steel tubular / GI street light poles with minimum two coats of good quality (approved Make) aluminum paint after cleaning the surface and rubbing the old paint etc. as required complete. | Item287 | [52 empty] | 1.01 | Supplying, Conveying and fixing spls. Including eart | item1 | 123.223 | Nos
86 | up to 4.5 mtr. Long | Item288 | 20 | Nos. | 10 |  |  | Excess(+) | 1 | Full Conversion | INR | [40 empty] | 0 | 0 | INR Zero Only | 1.02 | Construction of chamber for 100mm sluice plates | item2 | 213 | Nos
87 | above 4.5 mtr. Upto 8mtrs. Long | Item289 | 12 | Nos. | 10 |  |  | Excess(+) | 1 | Full Conversion | INR | [40 empty] | 0 | 0 | INR Zero Only | 2 | Construction of chamber for 100mm sluices valve | item3 | 10 | Nos
88 | Numbering of ceiling fan/ exhaust fan/ fluorescent fittings as required. | Item290 | 20 | Nos. | 10 |  |  | Excess(+) | 1 | Full Conversion | INR | [40 empty] | 0 | 0 | INR Zero Only | 3 | Supplying, Conveying and fixing spls. Including ea | item4 | 10 | Nos
89 | Painting with aluminium paint of approved brand and manufacture to give an even shade . | Item291 | [52 empty] | 1.01 | Supplying, Conveying and fixing spls. Including eart | item1 | 123.223 | Nos
90 | Two or more coats on new work | Item292 | 125 | sqm | 10 |  |  | Excess(+) | 1 | Full Conversion | INR | [40 empty] | 0 | 0 | INR Zero Only | 1.02 | Construction of chamber for 100mm sluice plates | item2 | 213 | Nos
91 | CABLES | Item293 | [52 empty] | 2 | Construction of chamber for 100mm sluices valve | item3 | 10 | Nos
92 | Laying of one no. PVC insulated, PVC sheathed / XLPE power cable of 1.1kV grade of size not exceeding 35 sq.mm. | Item294 | [52 empty] | 1.01 | Supplying, Conveying and fixing spls. Including eart | item1 | 123.223 | Nos
92.1 | direct in ground I/c excavation, sand cushioning, protective covering and refilling the trench etc. as reqd. | Item295 | 8 | Mtr. | 10 |  |  | Excess(+) | 1 | Full Conversion | INR | [40 empty] | 0 | 0 | INR Zero Only | 1.02 | Construction of chamber for 100mm sluice plates | item2 | 213 | Nos
92.2 | In pipe | Item296 | 2 | Mtr. | 10 |  |  | Excess(+) | 1 | Full Conversion | INR | [40 empty] | 0 | 0 | INR Zero Only | 2 | Construction of chamber for 100mm sluices valve | item3 | 10 | Nos
92.3 | In open duct | Item297 | 2 | Mtr. | 100 |  |  | Excess(+) | 1 | Full Conversion | INR | [40 empty] | 0 | 0 | INR Zero Only | 1.02 | Construction of chamber for 100mm sluice plates | item2 | 213 | Nos
93 | Laying of one no. PVC insulated, PVC sheathed / XLPE power cable of 1.1kV grade of size exceeding 35 sq.mm. but not exceeding 95 sq.mm. | Item299 | [52 empty] | 3 | Supplying, Conveying and fixing spls. Including ea | item4 | 10 | Nos
94.1 | Direct in ground I/c excavation, sand cushioning, protective covering and refilling the trench etc. as reqd. | Item300 | 8 | Mtr. | 10 |  |  | Excess(+) | 1 | Full Conversion | INR | [40 empty] | 0 | 0 | INR Zero Only | 1.01 | Supplying, Conveying and fixing spls. Including eart | item1 | 123.223 | Nos
94.2 | In pipe | Item301 | 2 | Mtr. | 10 |  |  | Excess(+) | 1 | Full Conversion | INR | [40 empty] | 0 | 0 | INR Zero Only | 1.02 | Construction of chamber for 100mm sluice plates | item2 | 213 | Nos
94.3 | In open duct | Item302 | 2 | Mtr. | 10 |  |  | Excess(+) | 1 | Full Conversion | INR | [40 empty] | 0 | 0 | INR Zero Only | 2 | Construction of chamber for 100mm sluices valve | item3 | 10 | Nos
94.4 | On surface with MS clamp | Item303 | 2 | Mtr. | 10 |  |  | Excess(+) | 1 | Full Conversion | INR | [40 empty] | 0 | 0 | INR Zero Only | 3 | Supplying, Conveying and fixing spls. Including ea | item4 | 10 | Nos
95 | Supply,laying,testing and commissioning 10 pairs telephone armoured cable (jelly filled) 0.5 mm tinned copper conductor in following manner as per specifications complete as required.. | Item304 | [52 empty] | 1.01 | Supplying, Conveying and fixing spls. Including eart | item1 | 123.223 | Nos
95.1 | In ground i/c excavation sand cushioning protective covering, refilling of earth as reqd. | Item305 | 20 | Mtr. | 10 |  |  | Excess(+) | 1 | Full Conversion | INR | [40 empty] | 0 | 0 | INR Zero Only | 1.02 | Construction of chamber for 100mm sluice plates | item2 | 213 | Nos
95.2 | Fixing on surface with MS clamp | Item306 | 4 | Mtr. | 10 |  |  | Excess(+) | 1 | Full Conversion | INR | [40 empty] | 0 | 0 | INR Zero Only | 2 | Construction of chamber for 100mm sluices valve | item3 | 10 | Nos
95.3 | In existing pipe | Item307 | 4 | Mtr. | 10 |  |  | Excess(+) | 1 | Full Conversion | INR | [40 empty] | 0 | 0 | INR Zero Only | 1.01 | Supplying, Conveying and fixing spls. Including eart | item1 | 123.223 | Nos
95.4 | In existing open duct. | Item308 | 4 | Mtr. | 10 |  |  | Excess(+) | 1 | Full Conversion | INR | [40 empty] | 0 | 0 | INR Zero Only | 1.02 | Construction of chamber for 100mm sluice plates | item2 | 213 | Nos
96 | Supply,laying,testing and commissioning 20 pairs telephone armoured cable (jelly filled) 0.5 mm tinned copper conductor in following manner as per specifications complete as required.. | Item309 | [52 empty] | 2 | Construction of chamber for 100mm sluices valve | item3 | 10 | Nos
96.1 | In ground i/c excavation sand cushioning protective covering, refilling of earth as reqd. | Item310 | 20 | Mtr. | 100 |  |  | Excess(+) | 1 | Full Conversion | INR | [40 empty] | 0 | 0 | INR Zero Only | 1.02 | Construction of chamber for 100mm sluice plates | item2 | 213 | Nos
96.2 | Fixing on surface with MS clamp | Item311 | 4 | Mtr. | 10 |  |  | Excess(+) | 1 | Full Conversion | INR | [40 empty] | 0 | 0 | INR Zero Only | 2 | Construction of chamber for 100mm sluices valve | item3 | 10 | Nos
96.3 | In existing pipe | Item312 | 4 | Mtr. | 10 |  |  | Excess(+) | 1 | Full Conversion | INR | [40 empty] | 0 | 0 | INR Zero Only | 3 | Supplying, Conveying and fixing spls. Including ea | item4 | 10 | Nos
96.4 | In existing open duct. | Item313 | 4 | Mtr. | 10 |  |  | Excess(+) | 1 | Full Conversion | INR | [40 empty] | 0 | 0 | INR Zero Only | 1.01 | Supplying, Conveying and fixing spls. Including eart | item1 | 123.223 | Nos
97 | Supply,laying,testing and commissioning of one no. PVC insulated & PVC sheathed aluminum conductor steel armoured cable of following sizes 1.1kV grade Ain following manners as per specifications reqd. | Item314 | [52 empty] | 1.02 | Construction of chamber for 100mm sluice plates | item2 | 213 | Nos
97.01 | In ground i/c excavation sand cushioning protective covering, refilling of earth as reqd. | Item315 | [52 empty] | 2 | Construction of chamber for 100mm sluices valve | item3 | 10 | Nos
97.02 | 2 x 6 sq.mm. | Item316 | 20 | Mtr. | 10 |  |  | Excess(+) | 1 | Full Conversion | INR | [40 empty] | 0 | 0 | INR Zero Only | 3 | Supplying, Conveying and fixing spls. Including ea | item4 | 10 | Nos
97.03 | 2 x 10 sq.mm. | Item317 | 20 | Mtr. | 10 |  |  | Excess(+) | 1 | Full Conversion | INR | [40 empty] | 0 | 0 | INR Zero Only | 1.01 | Supplying, Conveying and fixing spls. Including eart | item1 | 123.223 | Nos
97.04 | 4 x 16 sq.mm. | Item318 | 10 | Mtr. | 10 |  |  | Excess(+) | 1 | Full Conversion | INR | [40 empty] | 0 | 0 | INR Zero Only | 1.02 | Construction of chamber for 100mm sluice plates | item2 | 213 | Nos
97.05 | 3.5 x 25 sq.mm. | Item319 | 10 | Mtr. | 10 |  |  | Excess(+) | 1 | Full Conversion | INR | [40 empty] | 0 | 0 | INR Zero Only | 2 | Construction of chamber for 100mm sluices valve | item3 | 10 | Nos
97.06 | 3.5 x 35 sq.mm. | Item320 | 10 | Mtr. | 10 |  |  | Excess(+) | 1 | Full Conversion | INR | [40 empty] | 0 | 0 | INR Zero Only | 1.01 | Supplying, Conveying and fixing spls. Including eart | item1 | 123.223 | Nos
97.07 | 3.5 x 50 sq.mm. | Item321 | 10 | Mtr. | 10 |  |  | Excess(+) | 1 | Full Conversion | INR | [40 empty] | 0 | 0 | INR Zero Only | 1.02 | Construction of chamber for 100mm sluice plates | item2 | 213 | Nos
97.08 | 3.5 x 70 sq.mm. | Item322 | 10 | Mtr. | 10 |  |  | Excess(+) | 1 | Full Conversion | INR | [40 empty] | 0 | 0 | INR Zero Only | 2 | Construction of chamber for 100mm sluices valve | item3 | 10 | Nos
97.09 | 3.5 x 95 sq.mm. | Item323 | 10 | Mtr. | 100 |  |  | Excess(+) | 1 | Full Conversion | INR | [40 empty] | 0 | 0 | INR Zero Only | 1.02 | Construction of chamber for 100mm sluice plates | item2 | 213 | Nos
97.1 | 3.5 x 120 sq.mm. | Item324 | 10 | Mtr. | 10 |  |  | Excess(+) | 1 | Full Conversion | INR | [40 empty] | 0 | 0 | INR Zero Only | 2 | Construction of chamber for 100mm sluices valve | item3 | 10 | Nos
97.11 | On surface | Item325 | [52 empty] | 3 | Supplying, Conveying and fixing spls. Including ea | item4 | 10 | Nos
97.12 | 2 x 6 sq.mm. | Item326 | 20 | Mtr. | 10 |  |  | Excess(+) | 1 | Full Conversion | INR | [40 empty] | 0 | 0 | INR Zero Only | 1.01 | Supplying, Conveying and fixing spls. Including eart | item1 | 123.223 | Nos
97.13 | 2 x 10 sq.mm. | Item327 | 20 | Mtr. | 10 |  |  | Excess(+) | 1 | Full Conversion | INR | [40 empty] | 0 | 0 | INR Zero Only | 1.02 | Construction of chamber for 100mm sluice plates | item2 | 213 | Nos
97.14 | 4 x 16 sq.mm. | Item328 | 10 | Mtr. | 10 |  |  | Excess(+) | 1 | Full Conversion | INR | [40 empty] | 0 | 0 | INR Zero Only | 2 | Construction of chamber for 100mm sluices valve | item3 | 10 | Nos
97.15 | 3.5 x 25 sq.mm. | Item329 | 10 | Mtr. | 10 |  |  | Excess(+) | 1 | Full Conversion | INR | [40 empty] | 0 | 0 | INR Zero Only | 3 | Supplying, Conveying and fixing spls. Including ea | item4 | 10 | Nos
97.16 | 3.5 x 35 sq.mm. | Item330 | 10 | Mtr. | 10 |  |  | Excess(+) | 1 | Full Conversion | INR | [40 empty] | 0 | 0 | INR Zero Only | 1.01 | Supplying, Conveying and fixing spls. Including eart | item1 | 123.223 | Nos
97.17 | 3.5 x 50 sq.mm. | Item331 | 10 | Mtr. | 10 |  |  | Excess(+) | 1 | Full Conversion | INR | [40 empty] | 0 | 0 | INR Zero Only | 1.02 | Construction of chamber for 100mm sluice plates | item2 | 213 | Nos
97.18 | 3.5 x 70 sq.mm. | Item332 | 10 | Mtr. | 10 |  |  | Excess(+) | 1 | Full Conversion | INR | [40 empty] | 0 | 0 | INR Zero Only | 2 | Construction of chamber for 100mm sluices valve | item3 | 10 | Nos
97.19 | 3.5 x 95 sq.mm. | Item333 | 10 | Mtr. | 10 |  |  | Excess(+) | 1 | Full Conversion | INR | [40 empty] | 0 | 0 | INR Zero Only | 1.01 | Supplying, Conveying and fixing spls. Including eart | item1 | 123.223 | Nos
97.2 | 3.5 x 120 sq.mm. | Item334 | 10 | Mtr. | 10 |  |  | Excess(+) | 1 | Full Conversion | INR | [40 empty] | 0 | 0 | INR Zero Only | 1.02 | Construction of chamber for 100mm sluice plates | item2 | 213 | Nos
97.21 | On existing pipe | Item335 | [52 empty] | 2 | Construction of chamber for 100mm sluices valve | item3 | 10 | Nos
97.22 | 2 x 6 sq.mm. | Item336 | 20 | Mtr. | 100 |  |  | Excess(+) | 1 | Full Conversion | INR | [40 empty] | 0 | 0 | INR Zero Only | 1.02 | Construction of chamber for 100mm sluice plates | item2 | 213 | Nos
97.23 | 2 x 10 sq.mm. | Item337 | 20 | Mtr. | 10 |  |  | Excess(+) | 1 | Full Conversion | INR | [40 empty] | 0 | 0 | INR Zero Only | 2 | Construction of chamber for 100mm sluices valve | item3 | 10 | Nos
97.24 | 4 x 16 sq.mm. | Item338 | 10 | Mtr. | 10 |  |  | Excess(+) | 1 | Full Conversion | INR | [40 empty] | 0 | 0 | INR Zero Only | 3 | Supplying, Conveying and fixing spls. Including ea | item4 | 10 | Nos
97.25 | 3.5 x 25 sq.mm. | Item339 | 10 | Mtr. | 10 |  |  | Excess(+) | 1 | Full Conversion | INR | [40 empty] | 0 | 0 | INR Zero Only | 1.01 | Supplying, Conveying and fixing spls. Including eart | item1 | 123.223 | Nos
97.26 | 3.5 x 35 sq.mm. | Item340 | 10 | Mtr. | 10 |  |  | Excess(+) | 1 | Full Conversion | INR | [40 empty] | 0 | 0 | INR Zero Only | 1.02 | Construction of chamber for 100mm sluice plates | item2 | 213 | Nos
97.27 | 3.5 x 50 sq.mm. | Item341 | 10 | Mtr. | 10 |  |  | Excess(+) | 1 | Full Conversion | INR | [40 empty] | 0 | 0 | INR Zero Only | 2 | Construction of chamber for 100mm sluices valve | item3 | 10 | Nos
97.28 | 3.5 x 70 sq.mm. | Item342 | 10 | Mtr. | 10 |  |  | Excess(+) | 1 | Full Conversion | INR | [40 empty] | 0 | 0 | INR Zero Only | 3 | Supplying, Conveying and fixing spls. Including ea | item4 | 10 | Nos
97.29 | 3.5 x 95 sq.mm. | Item343 | 10 | Mtr. | 10 |  |  | Excess(+) | 1 | Full Conversion | INR | [40 empty] | 0 | 0 | INR Zero Only | 1.01 | Supplying, Conveying and fixing spls. Including eart | item1 | 123.223 | Nos
97.3 | 3.5 x 120 sq.mm. | Item344 | 10 | Mtr. | 10 |  |  | Excess(+) | 1 | Full Conversion | INR | [40 empty] | 0 | 0 | INR Zero Only | 1.02 | Construction of chamber for 100mm sluice plates | item2 | 213 | Nos
97.31 | On existing open duct. | Item345 | [52 empty] | 2 | Construction of chamber for 100mm sluices valve | item3 | 10 | Nos
97.32 | 2 x 6 sq.mm. | Item346 | 20 | Mtr. | 10 |  |  | Excess(+) | 1 | Full Conversion | INR | [40 empty] | 0 | 0 | INR Zero Only | 1.01 | Supplying, Conveying and fixing spls. Including eart | item1 | 123.223 | Nos
97.33 | 2 x 10 sq.mm. | Item347 | 20 | Mtr. | 10 |  |  | Excess(+) | 1 | Full Conversion | INR | [40 empty] | 0 | 0 | INR Zero Only | 1.02 | Construction of chamber for 100mm sluice plates | item2 | 213 | Nos
97.34 | 4 x 16 sq.mm. | Item348 | 20 | Mtr. | 10 |  |  | Excess(+) | 1 | Full Conversion | INR | [40 empty] | 0 | 0 | INR Zero Only | 2 | Construction of chamber for 100mm sluices valve | item3 | 10 | Nos
97.35 | 3.5 x 25 sq.mm. | Item349 | 10 | Mtr. | 100 |  |  | Excess(+) | 1 | Full Conversion | INR | [40 empty] | 0 | 0 | INR Zero Only | 1.02 | Construction of chamber for 100mm sluice plates | item2 | 213 | Nos
97.36 | 3.5 x 35 sq.mm. | Item350 | 10 | Mtr. | 10 |  |  | Excess(+) | 1 | Full Conversion | INR | [40 empty] | 0 | 0 | INR Zero Only | 2 | Construction of chamber for 100mm sluices valve | item3 | 10 | Nos
97.37 | 3.5 x 50 sq.mm. | Item351 | 10 | Mtr. | 10 |  |  | Excess(+) | 1 | Full Conversion | INR | [40 empty] | 0 | 0 | INR Zero Only | 3 | Supplying, Conveying and fixing spls. Including ea | item4 | 10 | Nos
97.38 | 3.5 x 70 sq.mm. | Item352 | 10 | Mtr. | 10 |  |  | Excess(+) | 1 | Full Conversion | INR | [40 empty] | 0 | 0 | INR Zero Only | 1.01 | Supplying, Conveying and fixing spls. Including eart | item1 | 123.223 | Nos
97.39 | 3.5 x 95 sq.mm. | Item353 | 10 | Mtr. | 10 |  |  | Excess(+) | 1 | Full Conversion | INR | [40 empty] | 0 | 0 | INR Zero Only | 1.02 | Construction of chamber for 100mm sluice plates | item2 | 213 | Nos
97.4 | 3.5 x 120 sq.mm. | Item354 | 10 | Mtr. | 10 |  |  | Excess(+) | 1 | Full Conversion | INR | [40 empty] | 0 | 0 | INR Zero Only | 2 | Construction of chamber for 100mm sluices valve | item3 | 10 | Nos
97.41 | Supplying and making end termination with brass compression gland, aluminum lugs for following size of PVC insulated & PVC sheathed / XLPE aluminum cable of 1.1kV grade as reqd. | Item355 | [52 empty] | 3 | Supplying, Conveying and fixing spls. Including ea | item4 | 10 | Nos
97.42 | 2x6 sq.mm./3x6 sq.mm. | Item356 | 20 | Nos. | 10 |  |  | Excess(+) | 1 | Full Conversion | INR | [40 empty] | 0 | 0 | INR Zero Only | 1.01 | Supplying, Conveying and fixing spls. Including eart | item1 | 123.223 | Nos
97.43 | 2x10 sq.mm./ 3x10 sq.mm. | Item357 | 20 | Nos. | 10 |  |  | Excess(+) | 1 | Full Conversion | INR | [40 empty] | 0 | 0 | INR Zero Only | 1.02 | Construction of chamber for 100mm sluice plates | item2 | 213 | Nos
97.44 | 2x16 sq.mm. | Item358 | 8 | Nos. | 10 |  |  | Excess(+) | 1 | Full Conversion | INR | [40 empty] | 0 | 0 | INR Zero Only | 2 | Construction of chamber for 100mm sluices valve | item3 | 10 | Nos
97.45 | 4x16 sq.mm. | Item359 | 8 | Nos. | 10 |  |  | Excess(+) | 1 | Full Conversion | INR | [40 empty] | 0 | 0 | INR Zero Only | 1.01 | Supplying, Conveying and fixing spls. Including eart | item1 | 123.223 | Nos
97.46 | 3-1/2x25/ 4 x 25 sq.mm. | Item360 | 8 | Nos. | 10 |  |  | Excess(+) | 1 | Full Conversion | INR | [40 empty] | 0 | 0 | INR Zero Only | 1.02 | Construction of chamber for 100mm sluice plates | item2 | 213 | Nos
97.47 | 3-1/2x35/ 4 x 35 sq.mm. | Item361 | 8 | Nos. | 10 |  |  | Excess(+) | 1 | Full Conversion | INR | [40 empty] | 0 | 0 | INR Zero Only | 2 | Construction of chamber for 100mm sluices valve | item3 | 10 | Nos
97.48 | 3-1/2x 50/4 x 50 sq.mm. | Item362 | 8 | Nos. | 100 |  |  | Excess(+) | 1 | Full Conversion | INR | [40 empty] | 0 | 0 | INR Zero Only | 1.02 | Construction of chamber for 100mm sluice plates | item2 | 213 | Nos
97.49 | 3-1/2x 70 / 4 x 70 sq.mm. | Item363 | 4 | Nos. | 10 |  |  | Excess(+) | 1 | Full Conversion | INR | [40 empty] | 0 | 0 | INR Zero Only | 2 | Construction of chamber for 100mm sluices valve | item3 | 10 | Nos
97.5 | 3-1/2x 95 /4 x 95 sq.mm. | Item364 | 4 | Nos. | 10 |  |  | Excess(+) | 1 | Full Conversion | INR | [40 empty] | 0 | 0 | INR Zero Only | 3 | Supplying, Conveying and fixing spls. Including ea | item4 | 10 | Nos
97.51 | 3-1/2x 120 /4 x 120 sq.mm. | Item365 | 4 | Nos. | 10 |  |  | Excess(+) | 1 | Full Conversion | INR | [40 empty] | 0 | 0 | INR Zero Only | 1.01 | Supplying, Conveying and fixing spls. Including eart | item1 | 123.223 | Nos
97.52 | 3-1/2x 185 / 4 x 185 sq.mm. | Item366 | 4 | Nos. | 10 |  |  | Excess(+) | 1 | Full Conversion | INR | [40 empty] | 0 | 0 | INR Zero Only | 1.02 | Construction of chamber for 100mm sluice plates | item2 | 213 | Nos
98 | Supplying and making straight through joint with heat shrinkable kit including ferrules and other jointing materials for following size of PVC insulated and PVC sheathed / XLPE aluminium conductor cable of 1.1 kV grade as required. | Item367 | [52 empty] | 2 | Construction of chamber for 100mm sluices valve | item3 | 10 | Nos
98.1 | 2x16/25/35x10 sq.mm. | Item368 | 2 | Nos. | 10 |  |  | Excess(+) | 1 | Full Conversion | INR | [40 empty] | 0 | 0 | INR Zero Only | 3 | Supplying, Conveying and fixing spls. Including ea | item4 | 10 | Nos
98.2 | 4x16 sq.mm. | Item369 | 2 | Nos. | 10 |  |  | Excess(+) | 1 | Full Conversion | INR | [40 empty] | 0 | 0 | INR Zero Only | 1.01 | Supplying, Conveying and fixing spls. Including eart | item1 | 123.223 | Nos
98.3 | 3-1/2x25/ 4 x 25 sq.mm. | Item370 | 2 | Nos. | 10 |  |  | Excess(+) | 1 | Full Conversion | INR | [40 empty] | 0 | 0 | INR Zero Only | 1.02 | Construction of chamber for 100mm sluice plates | item2 | 213 | Nos
99 | Dismantling & refixing brass compression type cable gland 25 sq.mm to 400 sq.mm. cable. | Item371 | 6 | Nos. | 10 |  |  | Excess(+) | 1 | Full Conversion | INR | [40 empty] | 0 | 0 | INR Zero Only | 2 | Construction of chamber for 100mm sluices valve | item3 | 10 | Nos
100 | Providing & fixing GI earth strip of size 25mm x 5mm in 40 mm GI pipe with bend etc in ground / surface as per specification. | Item372 | 41 | Mtr. | 10 |  |  | Excess(+) | 1 | Full Conversion | INR | [40 empty] | 0 | 0 | INR Zero Only | 1.01 | Supplying, Conveying and fixing spls. Including eart | item1 | 123.223 | Nos
101 | Providing and fixing 25 mm x 5 mm GI strip in 40 mm dia GI pipe from earth electrode with GI nut , bolt,spring washer excavation and refilling etc. as reqd. | Item373 | 8 | Mtr | 10 |  |  | Excess(+) | 1 | Full Conversion | INR | [40 empty] | 0 | 0 | INR Zero Only | 1.02 | Construction of chamber for 100mm sluice plates | item2 | 213 | Nos
102 | Providing and laying earth connection from earth electrode with 4.00 mm dia copper wire in 15 mm dia G.I. pipe from earth electrode including connection with copper thimble excavation and re-filling as required | Item374 | 6 | Mtr | 10 |  |  | Excess(+) | 1 | Full Conversion | INR | [40 empty] | 0 | 0 | INR Zero Only | 2 | Construction of chamber for 100mm sluices valve | item3 | 10 | Nos
103 | P&F 25 mm x 5 mm G.I. strip on surface or in recessed for loop connection etc as reqd. | Item375 | 41 | Mtr. | 100 |  |  | Excess(+) | 1 | Full Conversion | INR | [40 empty] | 0 | 0 | INR Zero Only | 1.02 | Construction of chamber for 100mm sluice plates | item2 | 213 | Nos
104 | Providing & fixing copper earth strip of size 25mm x 5mm in 40 mm GI pipe with bend etc in ground / surface as per specification. | Item376 | 10 | Mtr. | 10 |  |  | Excess(+) | 1 | Full Conversion | INR | [40 empty] | 0 | 0 | INR Zero Only | 2 | Construction of chamber for 100mm sluices valve | item3 | 10 | Nos
105 | P&F 25 mm x 5 mm copper strip on surface or in recessed for loop connection etc as reqd. | Item377 | 10 | Mtr. | 10 |  |  | Excess(+) | 1 | Full Conversion | INR | [40 empty] | 0 | 0 | INR Zero Only | 3 | Supplying, Conveying and fixing spls. Including ea | item4 | 10 | Nos
106 | Supply installation,testing and commissioning of G.I. tape 20 mm x 3 mm thick on parapet or surface of wallfor lightning conductor complete as required.(for horizontal run). | Item378 | 41 | Mtr. | 10 |  |  | Excess(+) | 1 | Full Conversion | INR | [40 empty] | 0 | 0 | INR Zero Only | 1.01 | Supplying, Conveying and fixing spls. Including eart | item1 | 123.223 | Nos
107 | Supply installation,testing and commissioning of G.I. tape 20 mm x 3 mm thick on parapet or surface of wall for lightning conductor complete as required.(for Vertical run) | Item379 | 20 | Mtr. | 10 |  |  | Excess(+) | 1 | Full Conversion | INR | [40 empty] | 0 | 0 | INR Zero Only | 1.02 | Construction of chamber for 100mm sluice plates | item2 | 213 | Nos
108 | Fixing of copper / G.I. tape 20 mm x 3mm thick on parapet or surface of wall for lithtning conductor complete as required (For horizontal run). | Item380 | 20 | Mtr. | 10 |  |  | Excess(+) | 1 | Full Conversion | INR | [40 empty] | 0 | 0 | INR Zero Only | 2 | Construction of chamber for 100mm sluices valve | item3 | 10 | Nos
109 | P & F 6 SWG dia. GI wire on surface or in recess for loop earthing as reqd. | Item381 | 41 | Mtr. | 10 |  |  | Excess(+) | 1 | Full Conversion | INR | [40 empty] | 0 | 0 | INR Zero Only | 3 | Supplying, Conveying and fixing spls. Including ea | item4 | 10 | Nos
110 | Providing and fixing following sizes of PVC casing and capping on surface as reqd. | Item382 | [52 empty] | 1.01 | Supplying, Conveying and fixing spls. Including eart | item1 | 123.223 | Nos
110.1 | 20 x 12 mm | Item383 | 104 | Mtr. | 10 |  |  | Excess(+) | 1 | Full Conversion | INR | [40 empty] | 0 | 0 | INR Zero Only | 1.02 | Construction of chamber for 100mm sluice plates | item2 | 213 | Nos
110.2 | 25 x 16 mm | Item384 | 104 | Mtr. | 10 |  |  | Excess(+) | 1 | Full Conversion | INR | [40 empty] | 0 | 0 | INR Zero Only | 2 | Construction of chamber for 100mm sluices valve | item3 | 10 | Nos
110.3 | 32x 16 mm | Item385 | 41 | Mtr. | 10 |  |  | Excess(+) | 1 | Full Conversion | INR | [40 empty] | 0 | 0 | INR Zero Only | 1.01 | Supplying, Conveying and fixing spls. Including eart | item1 | 123.223 | Nos
110.4 | 38 x 16 mm | Item386 | 20 | Mtr. | 10 |  |  | Excess(+) | 1 | Full Conversion | INR | [40 empty] | 0 | 0 | INR Zero Only | 1.02 | Construction of chamber for 100mm sluice plates | item2 | 213 | Nos
111 | Providing and fixing casing and capping in place of defective and dameged wood batten including dismentling of betten and wire & relaying of wires as required complet. | Item387 | [52 empty] | 2 | Construction of chamber for 100mm sluices valve | item3 | 10 | Nos
111.1 | 20 x 12 mm | Item388 | 83 | Mtr. | 100 |  |  | Excess(+) | 1 | Full Conversion | INR | [40 empty] | 0 | 0 | INR Zero Only | 1.02 | Construction of chamber for 100mm sluice plates | item2 | 213 | Nos
111.2 | 25 x 16 mm | Item389 | 83 | Mtr. | 10 |  |  | Excess(+) | 1 | Full Conversion | INR | [40 empty] | 0 | 0 | INR Zero Only | 2 | Construction of chamber for 100mm sluices valve | item3 | 10 | Nos
111.3 | 32x 16 mm | Item390 | 41 | Mtr. | 10 |  |  | Excess(+) | 1 | Full Conversion | INR | [40 empty] | 0 | 0 | INR Zero Only | 3 | Supplying, Conveying and fixing spls. Including ea | item4 | 10 | Nos
111.4 | 38 x 16 mm | Item391 | 20 | Mtr. | 10 |  |  | Excess(+) | 1 | Full Conversion | INR | [40 empty] | 0 | 0 | INR Zero Only | 1.01 | Supplying, Conveying and fixing spls. Including eart | item1 | 123.223 | Nos
112 | Providing & fixing of size 32 mm x 12.5 mm. DLP mini trunking system with independent cover as reqd. | Item392 | 208 | Mtrs | 10 |  |  | Excess(+) | 1 | Full Conversion | INR | [40 empty] | 0 | 0 | INR Zero Only | 1.02 | Construction of chamber for 100mm sluice plates | item2 | 213 | Nos
113 | Providing & fixing accessories for 32 mm x 12.5 mm size of DLP mini trunking system as reqd. | Item393 | [52 empty] | 2 | Construction of chamber for 100mm sluices valve | item3 | 10 | Nos
113.1 | Flat junction | Item394 | 10 | Nos. | 10 |  |  | Excess(+) | 1 | Full Conversion | INR | [40 empty] | 0 | 0 | INR Zero Only | 3 | Supplying, Conveying and fixing spls. Including ea | item4 | 10 | Nos
113.2 | Changeable flat angle | Item395 | 20 | Nos. | 10 |  |  | Excess(+) | 1 | Full Conversion | INR | [40 empty] | 0 | 0 | INR Zero Only | 1.01 | Supplying, Conveying and fixing spls. Including eart | item1 | 123.223 | Nos
113.3 | Changeable internal /External angle | Item396 | 20 | Nos. | 10 |  |  | Excess(+) | 1 | Full Conversion | INR | [40 empty] | 0 | 0 | INR Zero Only | 1.02 | Construction of chamber for 100mm sluice plates | item2 | 213 | Nos
113.4 | End cap left or right | Item397 | 10 | Nos. | 10 |  |  | Excess(+) | 1 | Full Conversion | INR | [40 empty] | 0 | 0 | INR Zero Only | 2 | Construction of chamber for 100mm sluices valve | item3 | 10 | Nos
114 | Providing & fixing of size 32 mm x 20 mm. DLP mini trunking system with independent cover as reqd. | Item398 | 125 | Mtrs | 10 |  |  | Excess(+) | 1 | Full Conversion | INR | [40 empty] | 0 | 0 | INR Zero Only | 1.01 | Supplying, Conveying and fixing spls. Including eart | item1 | 123.223 | Nos
115 | Providing & fixing accessories for 32 mm x 20 mm size of DLP mini trunking system as reqd. | Item399 | [52 empty] | 1.02 | Construction of chamber for 100mm sluice plates | item2 | 213 | Nos
115.1 | Flat junction | Item400 | 10 | Nos. | 10 |  |  | Excess(+) | 1 | Full Conversion | INR | [40 empty] | 0 | 0 | INR Zero Only | 2 | Construction of chamber for 100mm sluices valve | item3 | 10 | Nos
115.2 | Changeable flat angle | Item401 | 20 | Nos. | 100 |  |  | Excess(+) | 1 | Full Conversion | INR | [40 empty] | 0 | 0 | INR Zero Only | 1.02 | Construction of chamber for 100mm sluice plates | item2 | 213 | Nos
115.3 | Changeable internal /External angle | Item402 | 20 | Nos. | 10 |  |  | Excess(+) | 1 | Full Conversion | INR | [40 empty] | 0 | 0 | INR Zero Only | 2 | Construction of chamber for 100mm sluices valve | item3 | 10 | Nos
115.4 | End cap left or right | Item403 | 10 | Nos. | 10 |  |  | Excess(+) | 1 | Full Conversion | INR | [40 empty] | 0 | 0 | INR Zero Only | 3 | Supplying, Conveying and fixing spls. Including ea | item4 | 10 | Nos
116 | Providing & fixing of 105 mm x 50 mm size of DLP trunking on surface with suitable plug & screws as reqd. | Item404 | 20 | Mtrs. | 10 |  |  | Excess(+) | 1 | Full Conversion | INR | [40 empty] | 0 | 0 | INR Zero Only | 1.01 | Supplying, Conveying and fixing spls. Including eart | item1 | 123.223 | Nos
117 | Providing & fixing of accessories for 105 mm x 50 mm size of DLP trunking system as reqd. | Item405 | [52 empty] | 1.02 | Construction of chamber for 100mm sluice plates | item2 | 213 | Nos
117.1 | Flexible cover for 85 mm width | Item406 | 20 | Mtr | 10 |  |  | Excess(+) | 1 | Full Conversion | INR | [40 empty] | 0 | 0 | INR Zero Only | 2 | Construction of chamber for 100mm sluices valve | item3 | 10 | Nos
117.2 | Partition | Item407 | 10 | Mtr | 10 |  |  | Excess(+) | 1 | Full Conversion | INR | [40 empty] | 0 | 0 | INR Zero Only | 3 | Supplying, Conveying and fixing spls. Including ea | item4 | 10 | Nos
117.3 | Flat junction | Item408 | 4 | Nos. | 10 |  |  | Excess(+) | 1 | Full Conversion | INR | [40 empty] | 0 | 0 | INR Zero Only | 1.01 | Supplying, Conveying and fixing spls. Including eart | item1 | 123.223 | Nos
117.4 | Flat angle | Item409 | 4 | Nos. | 10 |  |  | Excess(+) | 1 | Full Conversion | INR | [40 empty] | 0 | 0 | INR Zero Only | 1.02 | Construction of chamber for 100mm sluice plates | item2 | 213 | Nos
117.5 | Internal angle adjustable from 80 - 100 | Item410 | 4 | Nos. | 10 |  |  | Excess(+) | 1 | Full Conversion | INR | [40 empty] | 0 | 0 | INR Zero Only | 2 | Construction of chamber for 100mm sluices valve | item3 | 10 | Nos
117.6 | External angle adjustable from 60 - 120 | Item411 | 4 | Nos. | 10 |  |  | Excess(+) | 1 | Full Conversion | INR | [40 empty] | 0 | 0 | INR Zero Only | 1.01 | Supplying, Conveying and fixing spls. Including eart | item1 | 123.223 | Nos
117.7 | Base Joint | Item412 | 4 | Nos. | 10 |  |  | Excess(+) | 1 | Full Conversion | INR | [40 empty] | 0 | 0 | INR Zero Only | 1.02 | Construction of chamber for 100mm sluice plates | item2 | 213 | Nos
117.8 | cover Joint for 85 mm width | Item413 | 20 | Nos. | 10 |  |  | Excess(+) | 1 | Full Conversion | INR | [40 empty] | 0 | 0 | INR Zero Only | 2 | Construction of chamber for 100mm sluices valve | item3 | 10 | Nos
117.9 | Base Clips | Item414 | 41 | Nos. | 100 |  |  | Excess(+) | 1 | Full Conversion | INR | [40 empty] | 0 | 0 | INR Zero Only | 1.02 | Construction of chamber for 100mm sluice plates | item2 | 213 | Nos
117.11 | End Caps | Item415 | 4 | Nos. | 10 |  |  | Excess(+) | 1 | Full Conversion | INR | [40 empty] | 0 | 0 | INR Zero Only | 2 | Construction of chamber for 100mm sluices valve | item3 | 10 | Nos
118 | S&L one no. HDPE pipe size inner dia. 50 mm andsuitable for 6 kg pressure as per specification. | Item416 | [52 empty] | 3 | Supplying, Conveying and fixing spls. Including ea | item4 | 10 | Nos
118.1 | In ground i/c excavation sand cushioning protective covering, refilling of earth as reqd. | Item417 | 41 | Mtr. | 10 |  |  | Excess(+) | 1 | Full Conversion | INR | [40 empty] | 0 | 0 | INR Zero Only | 1.01 | Supplying, Conveying and fixing spls. Including eart | item1 | 123.223 | Nos
118.2 | Fixing on surface with MS clamp | Item418 | 10 | Mtr. | 10 |  |  | Excess(+) | 1 | Full Conversion | INR | [40 empty] | 0 | 0 | INR Zero Only | 1.02 | Construction of chamber for 100mm sluice plates | item2 | 213 | Nos
118.3 | In existing pipe | Item419 | 10 | Mtr. | 10 |  |  | Excess(+) | 1 | Full Conversion | INR | [40 empty] | 0 | 0 | INR Zero Only | 2 | Construction of chamber for 100mm sluices valve | item3 | 10 | Nos
118.4 | In existing open duct. | Item420 | 10 | Mtr. | 10 |  |  | Excess(+) | 1 | Full Conversion | INR | [40 empty] | 0 | 0 | INR Zero Only | 3 | Supplying, Conveying and fixing spls. Including ea | item4 | 10 | Nos
119 | S&L one no. HDPE pipe size inner dia. 32 mm andsuitable for 6 kg pressure as per specification. | Item421 | [52 empty] | 1.01 | Supplying, Conveying and fixing spls. Including eart | item1 | 123.223 | Nos
119.1 | In ground i/c excavation sand cushioning protective covering, refilling of earth as reqd. | Item422 | 20 | Mtr. | 10 |  |  | Excess(+) | 1 | Full Conversion | INR | [40 empty] | 0 | 0 | INR Zero Only | 1.02 | Construction of chamber for 100mm sluice plates | item2 | 213 | Nos
119.2 | Fixing on surface with MS clamp | Item423 | 8 | Mtr. | 10 |  |  | Excess(+) | 1 | Full Conversion | INR | [40 empty] | 0 | 0 | INR Zero Only | 2 | Construction of chamber for 100mm sluices valve | item3 | 10 | Nos
119.3 | In existing pipe | Item424 | 8 | Mtr. | 10 |  |  | Excess(+) | 1 | Full Conversion | INR | [40 empty] | 0 | 0 | INR Zero Only | 1.01 | Supplying, Conveying and fixing spls. Including eart | item1 | 123.223 | Nos
119.4 | In existing open duct. | Item425 | 8 | Mtr. | 10 |  |  | Excess(+) | 1 | Full Conversion | INR | [40 empty] | 0 | 0 | INR Zero Only | 1.02 | Construction of chamber for 100mm sluice plates | item2 | 213 | Nos
120 | S&L one no. HDPE pipe size inner dia. 25 mm andsuitable for 6 kg pressure as per specification. | Item426 | [52 empty] | 2 | Construction of chamber for 100mm sluices valve | item3 | 10 | Nos
120.1 | In ground i/c excavation sand cushioning protective covering, refilling of earth as reqd. | Item427 | 20 | Mtr. | 100 |  |  | Excess(+) | 1 | Full Conversion | INR | [40 empty] | 0 | 0 | INR Zero Only | 1.02 | Construction of chamber for 100mm sluice plates | item2 | 213 | Nos
120.2 | Fixing on surface with MS clamp | Item428 | 8 | Mtr. | 10 |  |  | Excess(+) | 1 | Full Conversion | INR | [40 empty] | 0 | 0 | INR Zero Only | 2 | Construction of chamber for 100mm sluices valve | item3 | 10 | Nos
120.3 | In existing pipe | Item429 | 8 | Mtr. | 10 |  |  | Excess(+) | 1 | Full Conversion | INR | [40 empty] | 0 | 0 | INR Zero Only | 3 | Supplying, Conveying and fixing spls. Including ea | item4 | 10 | Nos
120.4 | In existing open duct. | Item430 | 8 | Mtr. | 10 |  |  | Excess(+) | 1 | Full Conversion | INR | [40 empty] | 0 | 0 | INR Zero Only | 1.01 | Supplying, Conveying and fixing spls. Including eart | item1 | 123.223 | Nos
121 | Drawing of optical/ RG-6 cable / network cable/ wiring cable/ telephone cable in existing surface /concealed conduits reqd. | Item431 | 833 | Mtrs | 10 |  |  | Excess(+) | 1 | Full Conversion | INR | [40 empty] | 0 | 0 | INR Zero Only | 1.02 | Construction of chamber for 100mm sluice plates | item2 | 213 | Nos
122 | Providing, laying and fixing following dia G.I. pipe (medium class) with all accessories, cutting and filling chase on wall/ floor for cavle entry including the cost of sesling at both the ends complete as required. | Item432 | [52 empty] | 2 | Construction of chamber for 100mm sluices valve | item3 | 10 | Nos
122.1 | 40 mm dia | Item433 | 6 | Mtr. | 10 |  |  | Excess(+) | 1 | Full Conversion | INR | [40 empty] | 0 | 0 | INR Zero Only | 3 | Supplying, Conveying and fixing spls. Including ea | item4 | 10 | Nos
123 | Providing, laying and fixing following dia G.I. pipe class B with G. I. Fittings complete as required | Item434 | [52 empty] | 1.01 | Supplying, Conveying and fixing spls. Including eart | item1 | 123.223 | Nos
123.1 | 50 mm dia | Item435 | 4 | Mtrs | 10 |  |  | Excess(+) | 1 | Full Conversion | INR | [40 empty] | 0 | 0 | INR Zero Only | 1.02 | Construction of chamber for 100mm sluice plates | item2 | 213 | Nos
123.2 | 80 mm dia | Item436 | 4 | Mtrs | 10 |  |  | Excess(+) | 1 | Full Conversion | INR | [40 empty] | 0 | 0 | INR Zero Only | 2 | Construction of chamber for 100mm sluices valve | item3 | 10 | Nos
123.3 | 100 mm dia | Item437 | 4 | Mtrs | 10 |  |  | Excess(+) | 1 | Full Conversion | INR | [40 empty] | 0 | 0 | INR Zero Only | 1.01 | Supplying, Conveying and fixing spls. Including eart | item1 | 123.223 | Nos
124 | Providing, laying and fixing following dia RCC pipe NP2 class (light duty) in ground complete with RCC collars, jointing with cement mortar 1:2 (1 cement : 2 fine sand ) including trenching (75 cm deep) and refilling etc as required. | Item438 | [52 empty] | 1.02 | Construction of chamber for 100mm sluice plates | item2 | 213 | Nos
124.1 | 150 mm dia | Item439 | 2 | Mtrs | 10 |  |  | Excess(+) | 1 | Full Conversion | INR | [40 empty] | 0 | 0 | INR Zero Only | 2 | Construction of chamber for 100mm sluices valve | item3 | 10 | Nos
124.2 | 250 mm dia | Item440 | 2 | Mtrs | 100 |  |  | Excess(+) | 1 | Full Conversion | INR | [40 empty] | 0 | 0 | INR Zero Only | 1.02 | Construction of chamber for 100mm sluice plates | item2 | 213 | Nos
124.3 | 300 mm dia | Item441 | 2 | Mtrs | 10 |  |  | Excess(+) | 1 | Full Conversion | INR | [40 empty] | 0 | 0 | INR Zero Only | 2 | Construction of chamber for 100mm sluices valve | item3 | 10 | Nos
125 | CIVIL WORKS | Item442 | [52 empty] | 3 | Supplying, Conveying and fixing spls. Including ea | item4 | 10 | Nos
126 | Providing and fixing M.S. fan clamp type I or II of 16 mm dia M.S. bar, bent to shape with hooked ends in R.C.C. slabs or beams during laying, including painting the exposed portion of loop, all as per standard design complete. | Item444 | 2 | Nos. | 10 |  |  | Excess(+) | 1 | Full Conversion | INR | [40 empty] | 0 | 0 | INR Zero Only | 1.02 | Construction of chamber for 100mm sluice plates | item2 | 213 | Nos
127 | Supply installation,testing and commissioning of circular/ Hexagonal cast iron or M.S. sheet box for ceiling fan clamp, of internal dia 140 mm, 73 mm height, top lid of 1.5 mm thick M.S.sheet with its top surface hacked for proper bonding, top lid shall be screwed into the cast iron/ M.S. sheet box by means of 3.3 mm dia round headed screws,one lock at the corners. Clamp shall be made of 12 mm dia M.S. bar bent to shape as per standard drawing. | Item445 | 4 | Each | 10 |  |  | Excess(+) | 1 | Full Conversion | INR | [40 empty] | 0 | 0 | INR Zero Only | 2 | Construction of chamber for 100mm sluices valve | item3 | 10 | Nos
128 | Structural steel work riveted, bolted or welded in built up sections, trusses and framed work, including cutting, hoisting, fixing in position and applying a priming coat of approved steel primer all complete. | Item446 | 20 | Kgs | 10 |  |  | Excess(+) | 1 | Full Conversion | INR | [40 empty] | 0 | 0 | INR Zero Only | 3 | Supplying, Conveying and fixing spls. Including ea | item4 | 10 | Nos
129 | Providing and laying in position reinforced cement concrete 1:2:4(1 cement :2coarse sand:4graded stone aggregate 20mm nominal size) in foundation of pump, DG set etc including form work etc as required . | Item447 | 2 | Cum | 10 |  |  | Excess(+) | 1 | Full Conversion | INR | [40 empty] | 0 | 0 | INR Zero Only | 1.01 | Supplying, Conveying and fixing spls. Including eart | item1 | 123.223 | Nos
130 | Providing brick work (in width 225 mm or more ) with F.P.S. bricks of class designation 7.5 in cement mortal 1:4 (1 cement :4 coarse sand ) at all levels. | Item448 | 2 | Cum | 10 |  |  | Excess(+) | 1 | Full Conversion | INR | [40 empty] | 0 | 0 | INR Zero Only | 1.02 | Construction of chamber for 100mm sluice plates | item2 | 213 | Nos
131 | Providing cement plaster of mix 1:4 (1 cement : 4 fine sand ) at all levels | Item449 | 4 | Sqm | 10 |  |  | Excess(+) | 1 | Full Conversion | INR | [40 empty] | 0 | 0 | INR Zero Only | 2 | Construction of chamber for 100mm sluices valve | item3 | 10 | Nos
132 | Excavation for foundation in soft soil i/c dressing of sides and ramming of bottoms lift up1.5mtrs i/c getting out the excavated soiland disposal of surplus excavated soil as directed within a lead of 50 mtrs. | Item450 | 4 | Cub mtrs. | 10 |  |  | Excess(+) | 1 | Full Conversion | INR | [40 empty] | 0 | 0 | INR Zero Only | 1.01 | Supplying, Conveying and fixing spls. Including eart | item1 | 123.223 | Nos
133 | Filling available excavated earth in trenches sides of foundations etc. in layers not exceeding 20 cm indepth conolidating each deposited layer by ramming and watering lead upto 50mtrs. | Item451 | 4 | Cub mtrs. | 10 |  |  | Excess(+) | 1 | Full Conversion | INR | [40 empty] | 0 | 0 | INR Zero Only | 1.02 | Construction of chamber for 100mm sluice plates | item2 | 213 | Nos
134 | Supply and fixing MS box of suitable size including cutting, fabrication of MS sheet 2 mm thick duly powder coated with angle support/ hanging and locking arrangement etc.with common key complete as required. | Item452 | 41 | Kgs. | 10 |  |  | Excess(+) | 1 | Full Conversion | INR | [40 empty] | 0 | 0 | INR Zero Only | 2 | Construction of chamber for 100mm sluices valve | item3 | 10 | Nos
135 | FAN REPAIR | Item453 | [52 empty] | 1.02 | Construction of chamber for 100mm sluice plates | item2 | 213 | Nos
136 | Rewinding of ceiling fans of following sizes i/c opeing of rotor,cutting,removing damage winding, rewinding rotor with material (i.e._copper wire,insulation varnish paper,connection copper leads) refitting the same, testing and commissioning etc including dismantling and re-fixing complete as required.(old copper shall be retained by contractor) | Item454 | [52 empty] | 2 | Construction of chamber for 100mm sluices valve | item3 | 10 | Nos
137.1 | 48" | Item455 | 93 | Nos. | 10 |  |  | Excess(+) | 1 | Full Conversion | INR | [40 empty] | 0 | 0 | INR Zero Only | 3 | Supplying, Conveying and fixing spls. Including ea | item4 | 10 | Nos
137.2 | 56" | Item456 | 31 | Nos. | 10 |  |  | Excess(+) | 1 | Full Conversion | INR | [40 empty] | 0 | 0 | INR Zero Only | 1.01 | Supplying, Conveying and fixing spls. Including eart | item1 | 123.223 | Nos
137.3 | 56" Old | Item457 | 20 | Nos. | 10 |  |  | Excess(+) | 1 | Full Conversion | INR | [40 empty] | 0 | 0 | INR Zero Only | 1.02 | Construction of chamber for 100mm sluice plates | item2 | 213 | Nos
138 | Rewinding of exhaust fans of following sizes i/c opeing of rotor,cutting,removing damage winding, rewinding rotor with material (i.e._copper wire,insulation varnish paper,connection copper leads) refitting the same, testing and commissioning etc including dismantling and re-fixing complete as required. (old copper shall be retained by contractor) | Item458 | [52 empty] | 2 | Construction of chamber for 100mm sluices valve | item3 | 10 | Nos
138.1 | 12" | Item459 | 20 | Nos. | 10 |  |  | Excess(+) | 1 | Full Conversion | INR | [40 empty] | 0 | 0 | INR Zero Only | 3 | Supplying, Conveying and fixing spls. Including ea | item4 | 10 | Nos
138.2 | 15" | Item460 | 10 | Nos. | 10 |  |  | Excess(+) | 1 | Full Conversion | INR | [40 empty] | 0 | 0 | INR Zero Only | 1.01 | Supplying, Conveying and fixing spls. Including eart | item1 | 123.223 | Nos
138.3 | 18" | Item461 | 4 | Nos. | 10 |  |  | Excess(+) | 1 | Full Conversion | INR | [40 empty] | 0 | 0 | INR Zero Only | 1.02 | Construction of chamber for 100mm sluice plates | item2 | 213 | Nos
139 | Rewinding of Air curtain motor with copper wire and insulation material (i.e. insulation paper, varnish, connecting copper leads etc.) after cutting ,removing damage winding including opeining, refitting, testing and commissionig complete as required .(Old burnt wire shall be retained by the contractor). | Item462 | 2 | Nos. | 10 |  |  | Excess(+) | 1 | Full Conversion | INR | [40 empty] | 0 | 0 | INR Zero Only | 2 | Construction of chamber for 100mm sluices valve | item3 | 10 | Nos
140 | Overhauling ceiling fan of any size including opening and refitting of fan after checking ,cleaning all parts, bearing/ bush, greasing/ oiling including providing & replacement of defective rubber real, rings,nut,bolts ,washer, hanger clamps, bearing plates,cutter/split pin etc complete as required. | Item463 | 104 | Nos. | 10 |  |  | Excess(+) | 1 | Full Conversion | INR | [40 empty] | 0 | 0 | INR Zero Only | 1.01 | Supplying, Conveying and fixing spls. Including eart | item1 | 123.223 | Nos
141 | Overhauling exhaust fan of any size including opening and refitting of fan after checking ,cleaning all parts, bearing/ bush, greasing/ oiling including providing & replacement of defective rubber real, rings,nut,bolts ,washer ,hanger clamps ,bearing plates,cutter/split pin etc complete as required. | Item464 | 62 | Nos. | 10 |  |  | Excess(+) | 1 | Full Conversion | INR | [40 empty] | 0 | 0 | INR Zero Only | 1.02 | Construction of chamber for 100mm sluice plates | item2 | 213 | Nos
142 | Overhauling of air-curtain of any size including dismantling and re-fitting the unit with rag bolts, checking, clening, oiling greasing, replacement of defective spares etc. (Extra cost will be paid against used new parts after submitted bill). reassembling the air curtain testing and commissioning as reqd.. | Item465 | 10 | Nos. | 10 |  |  | Excess(+) | 1 | Full Conversion | INR | [40 empty] | 0 | 0 | INR Zero Only | 2 | Construction of chamber for 100mm sluices valve | item3 | 10 | Nos
143 | Cleaning of ceiling fan with detergent at site and replacement of damaged items i.e. rubber real, cutter pin, capacitor clamp, nut and bolts of hanger clamps etc as required. | Item466 | 166 | Nos. | 100 |  |  | Excess(+) | 1 | Full Conversion | INR | [40 empty] | 0 | 0 | INR Zero Only | 1.02 | Construction of chamber for 100mm sluice plates | item2 | 213 | Nos
144 | Cleaning of exhaust fan installed in kitchen/mess area up to 18"size including dismantling bearings,checking, cleaning, greasing, replacing rubber rings,nut bolts,hander clamps,bearing plates,cutter pin etc. if required reassembling, testing & commissioning complete as required. | Item467 | 62 | Nos. | 10 |  |  | Excess(+) | 1 | Full Conversion | INR | [40 empty] | 0 | 0 | INR Zero Only | 2 | Construction of chamber for 100mm sluices valve | item3 | 10 | Nos
145 | Cleaning of air curtain of any size installed in kitchen/mess area including opening cabinet, bearings,checking, cleaning, greasing, replacing rubber rings,nut bolts,hander clamps,bearing plates,cutter pin etc. if required reassembling, testing & commissioning complete as required. | Item468 | 20 | Nos. | 10 |  |  | Excess(+) | 1 | Full Conversion | INR | [40 empty] | 0 | 0 | INR Zero Only | 3 | Supplying, Conveying and fixing spls. Including ea | item4 | 10 | Nos
146 | Supply & Fxing of following size bearing in ceiling/exhaust/wall fans complete as required. | Item469 | [52 empty] | 1.01 | Supplying, Conveying and fixing spls. Including eart | item1 | 123.223 | Nos
146.1 | 6201 | Item470 | 104 | Nos. | 10 |  |  | Excess(+) | 1 | Full Conversion | INR | [40 empty] | 0 | 0 | INR Zero Only | 1.02 | Construction of chamber for 100mm sluice plates | item2 | 213 | Nos
146.2 | 6202 | Item471 | 104 | Nos. | 10 |  |  | Excess(+) | 1 | Full Conversion | INR | [40 empty] | 0 | 0 | INR Zero Only | 2 | Construction of chamber for 100mm sluices valve | item3 | 10 | Nos
146.3 | 6203 | Item472 | 20 | Nos. | 10 |  |  | Excess(+) | 1 | Full Conversion | INR | [40 empty] | 0 | 0 | INR Zero Only | 3 | Supplying, Conveying and fixing spls. Including ea | item4 | 10 | Nos
146.4 | 6204 | Item473 | 20 | Nos. | 10 |  |  | Excess(+) | 1 | Full Conversion | INR | [40 empty] | 0 | 0 | INR Zero Only | 1.01 | Supplying, Conveying and fixing spls. Including eart | item1 | 123.223 | Nos
147 | Supplying and fixing following capacity capacitor suitable for ceiling fan / exhaust fan / air-curtain etc. | Item474 | [52 empty] | 1.02 | Construction of chamber for 100mm sluice plates | item2 | 213 | Nos
147.1 | 2.5mfd | Item475 | 166 | Nos. | 10 |  |  | Excess(+) | 1 | Full Conversion | INR | [40 empty] | 0 | 0 | INR Zero Only | 2 | Construction of chamber for 100mm sluices valve | item3 | 10 | Nos
147.2 | 4.0 mfd | Item476 | 10 | Nos. | 10 |  |  | Excess(+) | 1 | Full Conversion | INR | [40 empty] | 0 | 0 | INR Zero Only | 1.01 | Supplying, Conveying and fixing spls. Including eart | item1 | 123.223 | Nos
147.3 | 8.0 mfd | Item477 | 4 | Nos. | 10 |  |  | Excess(+) | 1 | Full Conversion | INR | [40 empty] | 0 | 0 | INR Zero Only | 1.02 | Construction of chamber for 100mm sluice plates | item2 | 213 | Nos
148 | Dismantling and re-fixing of any size ceiling fan (at normal height) complete including connection as required. | Item478 | 104 | Nos. | 10 |  |  | Excess(+) | 1 | Full Conversion | INR | [40 empty] | 0 | 0 | INR Zero Only | 2 | Construction of chamber for 100mm sluices valve | item3 | 10 | Nos
149 | Dismantling and re-fixing of exhaust fan of size 12"to 24" with required nut, bolts,washer, fasteners and rag bolts etc. as reqd. | Item479 | 62 | Nos. | 100 |  |  | Excess(+) | 1 | Full Conversion | INR | [40 empty] | 0 | 0 | INR Zero Only | 1.02 | Construction of chamber for 100mm sluice plates | item2 | 213 | Nos
150 | Dismantling and re-fixing of air-curtain of any size complete including electrical connection as required. | Item480 | 10 | Nos. | 10 |  |  | Excess(+) | 1 | Full Conversion | INR | [40 empty] | 0 | 0 | INR Zero Only | 2 | Construction of chamber for 100mm sluices valve | item3 | 10 | Nos
151 | Repairing of housing for bearing side /bush side /in fan body in ceiling fan /exhaust fan /rally fan/ cabin fan/ pedestal fan/ water lifting pump/ air-circulator. | Item481 | 62 | Nos. | 10 |  |  | Excess(+) | 1 | Full Conversion | INR | [40 empty] | 0 | 0 | INR Zero Only | 3 | Supplying, Conveying and fixing spls. Including ea | item4 | 10 | Nos
152 | Carriage of ceiling fan and regulator / exhaust fan from store to site as required. | Item482 | 189 | Nos. | 10 |  |  | Excess(+) | 1 | Full Conversion | INR | [40 empty] | 0 | 0 | INR Zero Only | 1.01 | Supplying, Conveying and fixing spls. Including eart | item1 | 123.223 | Nos
153 | Painting of ceiling /exhaust fan any size with one or more coats with supper enamel paint of approved brand i/c cleaning and making smooth surface with emery paper and detergent etc. as required. | Item483 | 83 | Nos. | 10 |  |  | Excess(+) | 1 | Full Conversion | INR | [40 empty] | 0 | 0 | INR Zero Only | 1.02 | Construction of chamber for 100mm sluice plates | item2 | 213 | Nos
154 | Supplying and fixing fan blade set comprising 3 blades with 1200 mm sweep ceiling fan i/c dismantling of existing creaked fan blades.complete as required. | Item484 | 12 | Nos. | 10 |  |  | Excess(+) | 1 | Full Conversion | INR | [40 empty] | 0 | 0 | INR Zero Only | 2 | Construction of chamber for 100mm sluices valve | item3 | 10 | Nos
155 | Providing and fixing extra conduit down rods of 20 mm dia. 2 x 10 cm length with 2 x 1.5 Sqmm FRLS PVC insulated copper conductor single core cable i/c painting etc. as reqd. (Note - More than 5 cm length shall be rounded nearest 10 cm & 5 cm or less shall be ignore) | Item485 | 2 | Nos. | 10 |  |  | Excess(+) | 1 | Full Conversion | INR | [40 empty] | 0 | 0 | INR Zero Only | 3 | Supplying, Conveying and fixing spls. Including ea | item4 | 10 | Nos
156 | Extra for fixing the louvers/ shutters complete with frame for a exhaust fan of all sizes. | Item486 | 2 | Nos. | 10 |  |  | Excess(+) | 1 | Full Conversion | INR | [40 empty] | 0 | 0 | INR Zero Only | 1.01 | Supplying, Conveying and fixing spls. Including eart | item1 | 123.223 | Nos
Total in Figures | [51 empty] | 0 | 0 | INR Zero Only | 4 | Construction of chamber for 100mm sluice plates | item5 | 10 | Nos
Quoted Rate in Figures |  |  |  | Select | [47 empty] | 0 | 0 | Zero Only
Quoted Rate in Words |  | INR Zero Only

## Macros
Please Enable Macros to View BoQ information