## BoQ1 (hidden)
Percentage BoQ
BoQ_Ver3.1 | Percentage | Normal | INR Only | INR
Select, At Par, Excess (+), Less (-) |  | IOCL
Tender Inviting Authority: Superintending Engineer, IWD, IIT, Kanpur
Name of Work: Setting right of vacant house no 4064 with Servant Quarter and Garage.
Contract No: 09/C/D2/2022-23/01
Name of the Bidder/ Bidding Firm / Company :
PRICE SCHEDULE (This BOQ template must not be modified/replaced by the bidder and the same should be uploaded after filling the relevant columns, else the bidder is liable to be rejected for this tender. Bidders are allowed to enter the Bidder Name and Values only )
NUMBER # | TEXT # | TEXT # | NUMBER # | TEXT # | NUMBER | NUMBER | TEXT | TEXT # | NUMBER # | TEXT# | TEXT # | NUMBER # | NUMBER | NUMBER | NUMBER | NUMBER | TEXT | TEXT | NUMBER | NUMBER | NUMBER | NUMBER | TEXT | TEXT | NUMBER | NUMBER | NUMBER | NUMBER | TEXT | TEXT | NUMBER | NUMBER | NUMBER | NUMBER | TEXT | TEXT | NUMBER | NUMBER | NUMBER | NUMBER | TEXT | TEXT | NUMBER | NUMBER | NUMBER # | NUMBER # | TEXT | TEXT | NUMBER # | NUMBER # | DATE | NUMBER # | NUMBER # | TEXT #
Sl. No. | Item Description | Item Code / Make | Quantity | Units | Estimated Rate in Rs. P |  |  | Addition / Deduction | Addition / Deduction Values | Currency Convertion against each Item | Quoted Currency in INR / Other Currency | BASIC RATE In Figures To be entered by the Bidder Rs. P | Excise Duty | VAT | Freight Charges ( Unloading & Stacking) | Any Other Taxes/Duties/Levies |  |  | Other Taxes 2 | IIIrd Party i.e DGS&D / RITES etc Inspection Charges @0.34%+Service Tax | Less for Cenvat Credit,if any respect of Supplies Under full Excise Duty Category | [30 empty] | TOTAL AMOUNT in Rs. P | TOTAL AMOUNT With Taxes | TOTAL AMOUNT In Words
1 | 2 | 3 | 4 | 5 | 6 | 7 | 8 | 9 | 10 | 11 | 12 | 13 | 14 | 15 | 16 | 17 | 18 | 19 | 20 | 21 | 22 | 23 | 24 | 25 | 26 | 27 | 28 | 29 | 30 | 31 | 32 | 33 | 34 | 35 | 36 | 37 | 38 | 39 | 40 | 41 | 42 | 43 | 44 | 45 | 46 | 47 | 48 | 49 | 50 | 51 | 52 | 7 | 54 | 8
1 | EARTH WORK | item no.1 | [52 empty] | 1 | EARTH WORK | item no.1 |  |  | Construction of chamber for 100mm sluices valve | item1 | 10 | 1 Nos
1.01 | Earth work in excavation by mechanical means (Hydraulic excavator)/manual means over areas (exceeding 30 cm in depth, 1.5 m in width as well as 10 sqm on plan) including getting out and disposal of excavated earth lead upto 50 m and lift upto 1.5 m, as directed by Engineer-in-charge. | item no.2 | [52 empty] | 1.01 | Earth work in excavation by mechanical means (Hydraulic excavator)/manual means over areas (exceeding 30 cm in depth, 1.5 m in width as well as 10 sqm on plan) including getting out and disposal of excavated earth lead upto 50 m and lift upto 1.5 m, as directed by Engineer-in-charge. | item no.2 |  |  | Supplying, Conveying and fixing spls. Including eart | item1 | 123.223 | Nos
1.02 | All kinds of soil | item no.3 | 3.01 | cum | 180.14 |  |  | Excess(+) | 1 | Full Conversion | INR | [40 empty] | 542 | 542 | INR Five Hundred & Forty Two Only | 1.02 | All kinds of soil | item no.3 | 3.01 | cum | Construction of chamber for 100mm sluice plates | item2 | 213 | Nos
2 | CEMENT CONCRETE (CAST IN SITU) | item no.4 | [52 empty] | 2 | CEMENT CONCRETE (CAST IN SITU) | item no.4
2.01 | Providing and laying in position cement concrete of specified grade excluding the cost of centering and shuttering - All work up to plinth level : | item no.5 | [52 empty] | 2.01 | Providing and laying in position cement concrete of specified grade excluding the cost of centering and shuttering - All work up to plinth level : | item no.5
2.02 | 1:2:4 (1 cement : 2 coarse sand (zone-III) derived from natural sources : 4 graded stone aggregate 20 mm nominal size derived from natural sources) | item no.6 | 2.31 | cum | 6457.82 |  |  | Excess(+) | 1 | Full Conversion | INR | [40 empty] | 14918 | 14918 | INR Fourteen Thousand Nine Hundred & Eighteen Only | 2.02 | 1:2:4 (1 cement : 2 coarse sand (zone-III) derived from natural sources : 4 graded stone aggregate 20 mm nominal size derived from natural sources) | item no.6 | 2.31 | cum
2.03 | Centering and shuttering including strutting, propping etc. and removal of form work for : | item no.7 | [52 empty] | 2.03 | Centering and shuttering including strutting, propping etc. and removal of form work for : | item no.7
2.04 | Foundations, footings, bases for columns | item no.8 | 12.6 | sqm | 270.01 |  |  | Excess(+) | 1 | Full Conversion | INR | [40 empty] | 3402 | 3402 | INR Three Thousand Four Hundred & Two Only | 2.04 | Foundations, footings, bases for columns | item no.8 | 12.6 | sqm | Construction of chamber for 100mm sluices valve | item3 | 10 | Nos
2.05 | Making plinth protection 50mm thick of cement concrete 1:3:6 (1 cement : 3 coarse sand (zone-III) derived from natural sources : 6 graded stone aggregate 20 mm nominal size derived from natural sources) over 75mm thick bed of dry brick ballast 40 mm nominal size, well rammed and consolidated and grouted with fine sand, including necessary excavation, levelling & dressing & finishing the top smooth. | item no.9 | 9.08 | sqm | 597.67 |  |  | Excess(+) | 1 | Full Conversion | INR | [40 empty] | 5427 | 5427 | INR Five Thousand Four Hundred & Twenty Seven Only | 2.05 | Making plinth protection 50mm thick of cement concrete 1:3:6 (1 cement : 3 coarse sand (zone-III) derived from natural sources : 6 graded stone aggregate 20 mm nominal size derived from natural sources) over 75mm thick bed of dry brick ballast 40 mm nominal size, well rammed and consolidated and grouted with fine sand, including necessary excavation, levelling & dressing & finishing the top smooth. | item no.9 | 9.08 | sqm
3 | REINFORCED CEMENT CONCRETE | item no.10 | [52 empty] | 3 | REINFORCED CEMENT CONCRETE | item no.10 |  |  | Supplying, Conveying and fixing spls. Including eart | item1 | 123.223 | Nos
3.01 | Reinforced cement concrete work in walls (any thickness), including attached pilasters, buttresses, plinth and string courses, fillets, columns, pillars, piers, abutments, posts and struts etc. above plinth level up to floor five level, excluding cost of centering, shuttering, finishing and reinforcement : | item no.11 | [52 empty] | 3.01 | Reinforced cement concrete work in walls (any thickness), including attached pilasters, buttresses, plinth and string courses, fillets, columns, pillars, piers, abutments, posts and struts etc. above plinth level up to floor five level, excluding cost of centering, shuttering, finishing and reinforcement : | item no.11 |  |  | Supplying, Conveying and fixing spls. Including ea | item4 | 10 | Nos
3.02 | 1:1.5:3 (1 cement : 1.5 coarse sand(zone-III) derived from natu- ral sources : 3 graded stone aggregate 20 mm nominal size derived from natural sources) | item no.12 | 0.11 | cum | 8930.33 |  |  | Excess(+) | 1 | Full Conversion | INR | [40 empty] | 982 | 982 | INR Nine Hundred & Eighty Two Only | 3.02 | 1:1.5:3 (1 cement : 1.5 coarse sand(zone-III) derived from natu- ral sources : 3 graded stone aggregate 20 mm nominal size derived from natural sources) | item no.12 | 0.11 | cum
3.03 | Reinforced cement concrete work in beams, suspended floors, roofs having slope up to 15° landings, balconies, shelves, chajjas, lintels, bands, plain window sills, staircases and spiral stair cases above plinth level up to floor five level, excluding the cost of centering, shuttering, finishing and reinforcement with 1:1.5:3 (1 cement : 1.5 coarse sand(zone-III) derived from natural sources : 3 graded stone aggregate 20 mm nominal size derived from natural sources). | item no.13 | 2.92 | cum | 9398.77 |  |  | Excess(+) | 1 | Full Conversion | INR | [40 empty] | 27444 | 27444 | INR Twenty Seven Thousand Four Hundred & Forty Four Only | 3.03 | Reinforced cement concrete work in beams, suspended floors, roofs having slope up to 15° landings, balconies, shelves, chajjas, lintels, bands, plain window sills, staircases and spiral stair cases above plinth level up to floor five level, excluding the cost of centering, shuttering, finishing and reinforcement with 1:1.5:3 (1 cement : 1.5 coarse sand(zone-III) derived from natural sources : 3 graded stone aggregate 20 mm nominal size derived from natural sources). | item no.13 | 2.92 | cum | Construction of chamber for 100mm sluice plates | item2 | 213 | Nos
3.04 | Centering and shuttering including strutting, propping etc. and removal of form for | item no.14 | [52 empty] | 3.04 | Centering and shuttering including strutting, propping etc. and removal of form for | item no.14
3.05 | Foundations, footings, bases of columns, etc. for mass concrete | item no.15 | 0.6 | sqm | 270.01 |  |  | Excess(+) | 1 | Full Conversion | INR | [40 empty] | 162 | 162 | INR One Hundred & Sixty Two Only | 3.05 | Foundations, footings, bases of columns, etc. for mass concrete | item no.15 | 0.6 | sqm
3.06 | Walls (any thickness) including attached pilasters, butteresses, plinth and string courses etc. | item no.16 | 1.01 | sqm | 587.06 |  |  | Excess(+) | 1 | Full Conversion | INR | [40 empty] | 593 | 593 | INR Five Hundred & Ninety Three Only | 3.06 | Walls (any thickness) including attached pilasters, butteresses, plinth and string courses etc. | item no.16 | 1.01 | sqm
3.07 | Suspended floors, roofs, landings, balconies and access platform | item no.17 | 6.5 | sqm | 672.11 |  |  | Excess(+) | 1 | Full Conversion | INR | [40 empty] | 4369 | 4369 | INR Four Thousand Three Hundred & Sixty Nine Only | 3.07 | Suspended floors, roofs, landings, balconies and access platform | item no.17 | 6.5 | sqm
3.08 | Shelves (Cast in situ) | item no.18 | 7 | sqm | 672.11 |  |  | Excess(+) | 1 | Full Conversion | INR | [40 empty] | 4705 | 4705 | INR Four Thousand Seven Hundred & Five Only | 3.08 | Shelves (Cast in situ) | item no.18 | 7 | sqm
3.09 | Stairs, (excluding landings) except spiral-staircases | item no.19 | 12 | sqm | 576.72 |  |  | Excess(+) | 1 | Full Conversion | INR | [40 empty] | 6921 | 6921 | INR Six Thousand Nine Hundred & Twenty One Only | 3.09 | Stairs, (excluding landings) except spiral-staircases | item no.19 | 12 | sqm
3.1 | Edges of slabs and breaks in floors and walls | item no.20 | [52 empty] | 3.1 | Edges of slabs and breaks in floors and walls | item no.20
3.11 | Under 20 cm wide | item no.21 | 2 | metre | 159.49 |  |  | Excess(+) | 1 | Full Conversion | INR | [40 empty] | 319 | 319 | INR Three Hundred & Nineteen Only | 3.11 | Under 20 cm wide | item no.21 | 2 | metre
3.12 | Steel reinforcement for R.C.C. work including straightening, cutting, bending, placing in position and binding all complete above plinth level. | item no.22 | [52 empty] | 3.12 | Steel reinforcement for R.C.C. work including straightening, cutting, bending, placing in position and binding all complete above plinth level. | item no.22
3.13 | Thermo-Mechanically Treated bars of grade Fe-500D or more. | item no.23 | 450 | kg | 78.6 |  |  | Excess(+) | 1 | Full Conversion | INR | [40 empty] | 35370 | 35370 | INR Thirty Five Thousand Three Hundred & Seventy Only | 3.13 | Thermo-Mechanically Treated bars of grade Fe-500D or more. | item no.23 | 450 | kg
3.14 | Add for plaster drip course/ groove in plastered surface or moulding to R.C.C. projections. | item no.24 | 9.5 | metre | 56.72 |  |  | Excess(+) | 1 | Full Conversion | INR | [40 empty] | 539 | 539 | INR Five Hundred & Thirty Nine Only | 3.14 | Add for plaster drip course/ groove in plastered surface or moulding to R.C.C. projections. | item no.24 | 9.5 | metre
4 | MASONRY WORK | item no.25 | [52 empty] | 4 | MASONRY WORK | item no.25
4.01 | Brick work with common burnt clay F.P.S. (non modular) bricks of class designation 7.5 in foundation and plinth in: | item no.26 | [52 empty] | 4.01 | Brick work with common burnt clay F.P.S. (non modular) bricks of class designation 7.5 in foundation and plinth in: | item no.26
4.02 | Cement mortar 1:6 (1 cement : 6 coarse sand) | item no.27 | 1 | cum | 5838 |  |  | Excess(+) | 1 | Full Conversion | INR | [40 empty] | 5838 | 5838 | INR Five Thousand Eight Hundred & Thirty Eight Only | 4.02 | Cement mortar 1:6 (1 cement : 6 coarse sand) | item no.27 | 1 | cum
4.03 | Brick work with common burnt clay F.P.S. (non modular) bricks of class designation 7.5 in superstructure above plinth level up to floor V level in all shapes and sizes in : | item no.28 | [52 empty] | 4.03 | Brick work with common burnt clay F.P.S. (non modular) bricks of class designation 7.5 in superstructure above plinth level up to floor V level in all shapes and sizes in : | item no.28
4.04 | Cement mortar 1:6 (1 cement : 6 coarse sand) | item no.29 | 4.7 | cum | 7267.29 |  |  | Excess(+) | 1 | Full Conversion | INR | [40 empty] | 34156 | 34156 | INR Thirty Four Thousand One Hundred & Fifty Six Only | 4.04 | Cement mortar 1:6 (1 cement : 6 coarse sand) | item no.29 | 4.7 | cum
4.05 | Half brick masonry with common burnt clay F.P.S. (non modular) bricks of class designation 7.5 in superstructure above plinth level up to floor V level. | item no.30 | [52 empty] | 4.05 | Half brick masonry with common burnt clay F.P.S. (non modular) bricks of class designation 7.5 in superstructure above plinth level up to floor V level. | item no.30
4.06 | Cement mortar 1:4 (1 cement :4 coarse sand) | item no.31 | 12.7 | sqm | 892.63 |  |  | Excess(+) | 1 | Full Conversion | INR | [40 empty] | 11336 | 11336 | INR Eleven Thousand Three Hundred & Thirty Six Only | 4.06 | Cement mortar 1:4 (1 cement :4 coarse sand) | item no.31 | 12.7 | sqm
4.07 | Brick edging 7cm wide 11.4 cm deep to plinth protection with common burnt clay F.P.S. (non modular) bricks of class designation 7.5 including grouting with cement mortar 1:4 (1 cement : 4 fine sand). | item no.32 | 11 | metre | 48.92 |  |  | Excess(+) | 1 | Full Conversion | INR | [40 empty] | 538 | 538 | INR Five Hundred & Thirty Eight Only | 4.07 | Brick edging 7cm wide 11.4 cm deep to plinth protection with common burnt clay F.P.S. (non modular) bricks of class designation 7.5 including grouting with cement mortar 1:4 (1 cement : 4 fine sand). | item no.32 | 11 | metre
5 | CLADDING WORK | item no.33 | [52 empty] | 5 | CLADDING WORK | item no.33
5.01 | Providing and fixing 18 mm thick gang saw cut, mirror polished, premoulded and prepolished, machine cut for kitchen platforms, vanity counters, window sills, facias and similar locations of required size, approved shade, colour and texture laid over 20 mm thick base cement mortar 1:4 (1 cement : 4 coarse sand), joints treated with white cement, mixed with matching pigment, epoxy touch ups, including rubbing, curing, moulding and polishing to edges to give high gloss finish etc. complete at all levels. | item no.34 | [52 empty] | 5.01 | Providing and fixing 18 mm thick gang saw cut, mirror polished, premoulded and prepolished, machine cut for kitchen platforms, vanity counters, window sills, facias and similar locations of required size, approved shade, colour and texture laid over 20 mm thick base cement mortar 1:4 (1 cement : 4 coarse sand), joints treated with white cement, mixed with matching pigment, epoxy touch ups, including rubbing, curing, moulding and polishing to edges to give high gloss finish etc. complete at all levels. | item no.34
5.02 | Granite stone slab colour black, Cherry/Ruby red | item no.35 | [52 empty] | 5.02 | Granite stone slab colour black, Cherry/Ruby red | item no.35
5.03 | Area of slab over 0.50 sqm | item no.36 | 4.3 | sqm | 3880.18 |  |  | Excess(+) | 1 | Full Conversion | INR | [40 empty] | 16685 | 16685 | INR Sixteen Thousand Six Hundred & Eighty Five Only | 5.03 | Area of slab over 0.50 sqm | item no.36 | 4.3 | sqm
5.04 | Providing and fixing Ist quality ceramic glazed wall tiles conforming to IS: 15622 (thickness to be specified by the manufacturer), of approved make, in all colours, shades except burgundy, bottle green, black of any size as approved by Engineer-in-Charge, in skirting, risers of steps and dados, over 12 mm thick bed of cement mortar 1:3 (1 cement : 3 coarse sand) and jointing with grey cement slurry @ 3.3kg per sqm, including pointing in white cement mixed with pigment of matching shade complete. | item no.37 | 14.5 | sqm | 932.44 |  |  | Excess(+) | 1 | Full Conversion | INR | [40 empty] | 13520 | 13520 | INR Thirteen Thousand Five Hundred & Twenty Only | 5.04 | Providing and fixing Ist quality ceramic glazed wall tiles conforming to IS: 15622 (thickness to be specified by the manufacturer), of approved make, in all colours, shades except burgundy, bottle green, black of any size as approved by Engineer-in-Charge, in skirting, risers of steps and dados, over 12 mm thick bed of cement mortar 1:3 (1 cement : 3 coarse sand) and jointing with grey cement slurry @ 3.3kg per sqm, including pointing in white cement mixed with pigment of matching shade complete. | item no.37 | 14.5 | sqm
6 | WOOD AND P. V. C. WORK | item no.38 | [52 empty] | 6 | WOOD AND P. V. C. WORK | item no.38
6.01 | Providing and fixing glazed shutters for doors, windows and clerestory windows using 4 mm thick float glass panes, including ISI marked M.S. pressed butt hinges bright finished of required size with necessary screws. | item no.39 | [52 empty] | 6.01 | Providing and fixing glazed shutters for doors, windows and clerestory windows using 4 mm thick float glass panes, including ISI marked M.S. pressed butt hinges bright finished of required size with necessary screws. | item no.39
6.02 | Second class teak wood | item no.40 | [52 empty] | 6.02 | Second class teak wood | item no.40
6.03 | 35 mm thick | item no.41 | 4.91 | sqm | 3909.16 |  |  | Excess(+) | 1 | Full Conversion | INR | [40 empty] | 19194 | 19194 | INR Nineteen Thousand One Hundred & Ninety Four Only | 6.03 | 35 mm thick | item no.41 | 4.91 | sqm
6.04 | Providing and fixing ISI marked oxidised M.S. sliding door bolts with nuts and screws etc. complete : | item no.42 | [52 empty] | 6.04 | Providing and fixing ISI marked oxidised M.S. sliding door bolts with nuts and screws etc. complete : | item no.42
6.05 | 250x16 mm | item no.43 | 6 | each | 145.46 |  |  | Excess(+) | 1 | Full Conversion | INR | [40 empty] | 873 | 873 | INR Eight Hundred & Seventy Three Only | 6.05 | 250x16 mm | item no.43 | 6 | each
6.06 | Providing and fixing ISI marked oxidised M.S. tower bolt black finish, (Barrel type) with necessary screws etc. complete : | item no.44 | [52 empty] | 6.06 | Providing and fixing ISI marked oxidised M.S. tower bolt black finish, (Barrel type) with necessary screws etc. complete : | item no.44
6.07 | 150x10 mm | item no.45 | 6 | each | 46.51 |  |  | Excess(+) | 1 | Full Conversion | INR | [40 empty] | 279 | 279 | INR Two Hundred & Seventy Nine Only | 6.07 | 150x10 mm | item no.45 | 6 | each
6.08 | 100x10 mm | item no.46 | 20 | each | 34.28 |  |  | Excess(+) | 1 | Full Conversion | INR | [40 empty] | 686 | 686 | INR Six Hundred & Eighty Six Only | 6.08 | 100x10 mm | item no.46 | 20 | each
6.09 | Providing and fixing ISI marked oxidised M.S. handles conforming to IS:4992 with necessary screws etc. complete : | item no.47 | [52 empty] | 6.09 | Providing and fixing ISI marked oxidised M.S. handles conforming to IS:4992 with necessary screws etc. complete : | item no.47
6.1 | 100 mm | item no.48 | 12 | each | 24.76 |  |  | Excess(+) | 1 | Full Conversion | INR | [40 empty] | 297 | 297 | INR Two Hundred & Ninety Seven Only | 6.1 | 100 mm | item no.48 | 12 | each
6.11 | Providing and fixing aluminium hanging floor door stopper, ISI marked, anodised (anodic coating not less than grade AC 10 as per IS : 1868) transparent or dyed to required colour and shade, with necessary screws etc. complete. | item no.49 | [52 empty] | 6.11 | Providing and fixing aluminium hanging floor door stopper, ISI marked, anodised (anodic coating not less than grade AC 10 as per IS : 1868) transparent or dyed to required colour and shade, with necessary screws etc. complete. | item no.49
6.12 | Twin rubber stopper | item no.50 | 12 | each | 54.58 |  |  | Excess(+) | 1 | Full Conversion | INR | [40 empty] | 655 | 655 | INR Six Hundred & Fifty Five Only | 6.12 | Twin rubber stopper | item no.50 | 12 | each
6.13 | Providing and fixing fly proof stainless steel grade 304 wire gauge, to windows and clerestory windows using wire gauge with average width of aperture 1.4 mm in both directions with wire of dia. 0.50 mm all complete. | item no.51 | [52 empty] | 6.13 | Providing and fixing fly proof stainless steel grade 304 wire gauge, to windows and clerestory windows using wire gauge with average width of aperture 1.4 mm in both directions with wire of dia. 0.50 mm all complete. | item no.51
6.14 | With 2nd class teak wood beading 62X19 mm | item no.52 | 20.55 | sqm | 1231.25 |  |  | Excess(+) | 1 | Full Conversion | INR | [40 empty] | 25302 | 25302 | INR Twenty Five Thousand Three Hundred & Two Only | 6.14 | With 2nd class teak wood beading 62X19 mm | item no.52 | 20.55 | sqm
7 | STEEL WORK | item no.53 | [52 empty] | 7 | STEEL WORK | item no.53
7.01 | Structural steel work riveted, bolted or welded in built up sections, trusses and framed work, including cutting, hoisting, fixing in position and applying a priming coat of approved steel primer all complete. | item no.54 | 31 | kg | 68.56 |  |  | Excess(+) | 1 | Full Conversion | INR | [40 empty] | 2125 | 2125 | INR Two Thousand One Hundred & Twenty Five Only | 7.01 | Structural steel work riveted, bolted or welded in built up sections, trusses and framed work, including cutting, hoisting, fixing in position and applying a priming coat of approved steel primer all complete. | item no.54 | 31 | kg
7.02 | Providing and fixing 1mm thick M.S. sheet door with frame of 40x40x6 mm angle iron and 3 mm M.S. gusset plates at the junctions and corners, all necessary fittings complete, including applying a priming coat of approved steel primer. | item no.55 | [52 empty] | 7.02 | Providing and fixing 1mm thick M.S. sheet door with frame of 40x40x6 mm angle iron and 3 mm M.S. gusset plates at the junctions and corners, all necessary fittings complete, including applying a priming coat of approved steel primer. | item no.55
7.03 | Using M.S. angels 40x40x6 mm for diagonal braces | item no.56 | 3.1 | sqm | 4192.15 |  |  | Excess(+) | 1 | Full Conversion | INR | [40 empty] | 12996 | 12996 | INR Twelve Thousand Nine Hundred & Ninety Six Only | 7.03 | Using M.S. angels 40x40x6 mm for diagonal braces | item no.56 | 3.1 | sqm
7.04 | Steel work welded in built up sections/ framed work, including cutting, hoisting, fixing in position and applying a priming coat of approved steel primer using structural steel etc. as required. | item no.57 | [52 empty] | 7.04 | Steel work welded in built up sections/ framed work, including cutting, hoisting, fixing in position and applying a priming coat of approved steel primer using structural steel etc. as required. | item no.57
7.05 | In gratings, frames, guard bar, ladder, railings, brackets, gates and similar works | item no.58 | 784 | kg | 124.76 |  |  | Excess(+) | 1 | Full Conversion | INR | [40 empty] | 97812 | 97812 | INR Ninety Seven Thousand Eight Hundred & Twelve Only | 7.05 | In gratings, frames, guard bar, ladder, railings, brackets, gates and similar works | item no.58 | 784 | kg
7.06 | Providing and fixing hand rail of approved size by welding etc. to steel ladder railing, balcony railing, staircase railing and similar works, including applying priming coat of approved steel primer. | item no.59 | [52 empty] | 7.06 | Providing and fixing hand rail of approved size by welding etc. to steel ladder railing, balcony railing, staircase railing and similar works, including applying priming coat of approved steel primer. | item no.59
7.07 | M.S. tube | item no.60 | 230 | kg | 137.79 |  |  | Excess(+) | 1 | Full Conversion | INR | [40 empty] | 31692 | 31692 | INR Thirty One Thousand Six Hundred & Ninety Two Only | 7.07 | M.S. tube | item no.60 | 230 | kg
7.08 | Providing and fixing carbon steel galvanised ( minimum coating 5 micron) dash fastener of 10 mm dia double threaded 6.8 grade (yield strength 480 N/mm2), counter sunk head, comprising of 10 mm dia polyamide PA 6 grade sleeve, including drilling of hole in frame , concrete/ masonry, etc. as per direction of Engineer-in-charge. | item no.61 | [52 empty] | 7.08 | Providing and fixing carbon steel galvanised ( minimum coating 5 micron) dash fastener of 10 mm dia double threaded 6.8 grade (yield strength 480 N/mm2), counter sunk head, comprising of 10 mm dia polyamide PA 6 grade sleeve, including drilling of hole in frame , concrete/ masonry, etc. as per direction of Engineer-in-charge. | item no.61
7.09 | 10 x 120 mm | item no.62 | 280 | each | 126.78 |  |  | Excess(+) | 1 | Full Conversion | INR | [40 empty] | 35498 | 35498 | INR Thirty Five Thousand Four Hundred & Ninety Eight Only | 7.09 | 10 x 120 mm | item no.62 | 280 | each
8 | FLOORING | item no.63 | [52 empty] | 8 | FLOORING | item no.63
8.01 | Brick on edge flooring with bricks of class designation 7.5 on a bed of 12 mm cement mortar, including filling the joints with same mortar, with common burnt clay non modular bricks: | item no.64 | [52 empty] | 8.01 | Brick on edge flooring with bricks of class designation 7.5 on a bed of 12 mm cement mortar, including filling the joints with same mortar, with common burnt clay non modular bricks: | item no.64
8.02 | 1:6 (1cement : 6 coarse sand) | item no.65 | 3.4 | sqm | 787.54 |  |  | Excess(+) | 1 | Full Conversion | INR | [40 empty] | 2678 | 2678 | INR Two Thousand Six Hundred & Seventy Eight Only | 8.02 | 1:6 (1cement : 6 coarse sand) | item no.65 | 3.4 | sqm
8.03 | Cement concrete flooring 1:2:4 (1 cement : 2 coarse sand : 4 graded stone aggregate) finished with a floating coat of neat cement, including cement slurry, but excluding the cost of nosing of steps etc. complete. | item no.66 | [52 empty] | 8.03 | Cement concrete flooring 1:2:4 (1 cement : 2 coarse sand : 4 graded stone aggregate) finished with a floating coat of neat cement, including cement slurry, but excluding the cost of nosing of steps etc. complete. | item no.66
8.04 | 40 mm thick with 20 mm nominal size stone aggregate | item no.67 | 56.7 | sqm | 477.86 |  |  | Excess(+) | 1 | Full Conversion | INR | [40 empty] | 27095 | 27095 | INR Twenty Seven Thousand &Ninety Five Only | 8.04 | 40 mm thick with 20 mm nominal size stone aggregate | item no.67 | 56.7 | sqm
8.05 | Cement plaster skirting up to 30 cm height, with cement mortar 1:3 (1 cement : 3 coarse sand), finished with a floating coat of neat cement. | item no.68 | [52 empty] | 8.05 | Cement plaster skirting up to 30 cm height, with cement mortar 1:3 (1 cement : 3 coarse sand), finished with a floating coat of neat cement. | item no.68
8.06 | 18 mm thick | item no.69 | 1.5 | sqm | 500.43 |  |  | Excess(+) | 1 | Full Conversion | INR | [40 empty] | 751 | 751 | INR Seven Hundred & Fifty One Only | 8.06 | 18 mm thick | item no.69 | 1.5 | sqm
8.07 | Providing and fixing glass strips in joints of terrazo/ cement concrete floors. | item no.70 | [52 empty] | 8.07 | Providing and fixing glass strips in joints of terrazo/ cement concrete floors. | item no.70
8.08 | 40 mm wide and 4 mm thick | item no.71 | 20.5 | metre | 69.7 |  |  | Excess(+) | 1 | Full Conversion | INR | [40 empty] | 1429 | 1429 | INR One Thousand Four Hundred & Twenty Nine Only | 8.08 | 40 mm wide and 4 mm thick | item no.71 | 20.5 | metre
8.09 | Providing and fixing 1st quality ceramic glazed floor tiles conforming to IS : 15622 (thickness to be specified by the manufacturer ) of approved make in all colours, shades except burgundy, bottle green, black of any size as approved by Engineer-in-Charge in skirting, risers of steps and dados over 12 mm thick bed of cement Mortar 1:3 (1 cement: 3 coarse sand) and jointing with grey cement slurry @ 3.3kg per sqm including pointing in white cement mixed with pigment of matching shade complete. | item no.72 | 9.5 | sqm | 822.88 |  |  | Excess(+) | 1 | Full Conversion | INR | [40 empty] | 7817 | 7817 | INR Seven Thousand Eight Hundred & Seventeen Only | 8.09 | Providing and fixing 1st quality ceramic glazed floor tiles conforming to IS : 15622 (thickness to be specified by the manufacturer ) of approved make in all colours, shades except burgundy, bottle green, black of any size as approved by Engineer-in-Charge in skirting, risers of steps and dados over 12 mm thick bed of cement Mortar 1:3 (1 cement: 3 coarse sand) and jointing with grey cement slurry @ 3.3kg per sqm including pointing in white cement mixed with pigment of matching shade complete. | item no.72 | 9.5 | sqm
8.1 | Providing and laying Vitrified tiles in floor in different sizes (thickness to be specified by the manufacturer) with water absorption less than 0.08% and conforming to IS:15622, of approved brand & manufacturer, in all colours and shade, laid on 20 mm thick cement mortar 1:4 (1 cement: 4 coarse sand) jointing with grey cement slurry @3.3 kg/sqm including grouting the joints with white cement and matching pigments etc. The tiles must be cut with the zero chipping diamond cutter only . Laying of tiles will be done with the notch trowel, plier, wedge, clips of required thickness, leveling system and rubber mallet for placing the tiles gently and easily. | item no.73 | [52 empty] | 8.1 | Providing and laying Vitrified tiles in floor in different sizes (thickness to be specified by the manufacturer) with water absorption less than 0.08% and conforming to IS:15622, of approved brand & manufacturer, in all colours and shade, laid on 20 mm thick cement mortar 1:4 (1 cement: 4 coarse sand) jointing with grey cement slurry @3.3 kg/sqm including grouting the joints with white cement and matching pigments etc. The tiles must be cut with the zero chipping diamond cutter only . Laying of tiles will be done with the notch trowel, plier, wedge, clips of required thickness, leveling system and rubber mallet for placing the tiles gently and easily. | item no.73
8.11 | Double charge vitrified tile polished finish of size | item no.74 | [52 empty] | 8.11 | Double charge vitrified tile polished finish of size | item no.74
8.12 | Size of Tile 600 x 600 mm | item no.75 | 97 | sqm | 1128.1 |  |  | Excess(+) | 1 | Full Conversion | INR | [40 empty] | 109426 | 109426 | INR One Lakh Nine Thousand Four Hundred & Twenty Six Only | 8.12 | Size of Tile 600 x 600 mm | item no.75 | 97 | sqm
8.13 | Glazed Vitrified tiles Matt/Antiskid finish of size | item no.76 | [52 empty] | 8.13 | Glazed Vitrified tiles Matt/Antiskid finish of size | item no.76
8.14 | Size of Tile 600 x 600 mm | item no.77 | 34 | sqm | 1149.53 |  |  | Excess(+) | 1 | Full Conversion | INR | [40 empty] | 39084 | 39084 | INR Thirty Nine Thousand &Eighty Four Only | 8.14 | Size of Tile 600 x 600 mm | item no.77 | 34 | sqm
8.15 | Providing and laying Vitrified tiles in different sizes (thickness to be specified by manufacturer), with water absorption less than 0.08 % and conforming to I.S. 15622, of approved make, in all colours & shade, in skirting, riser of steps, over 12 mm thick bed of cement mortar 1:3 (1 cement: 3 coarse sand), jointing with grey cement slurry @ 3.3 kg/ sqm including grouting the joint with white cement & matching pigments etc. complete. | item no.78 | [52 empty] | 8.15 | Providing and laying Vitrified tiles in different sizes (thickness to be specified by manufacturer), with water absorption less than 0.08 % and conforming to I.S. 15622, of approved make, in all colours & shade, in skirting, riser of steps, over 12 mm thick bed of cement mortar 1:3 (1 cement: 3 coarse sand), jointing with grey cement slurry @ 3.3 kg/ sqm including grouting the joint with white cement & matching pigments etc. complete. | item no.78
8.16 | Size of Tile 600x600 mm | item no.79 | 14.1 | sqm | 1285.83 |  |  | Excess(+) | 1 | Full Conversion | INR | [40 empty] | 18130 | 18130 | INR Eighteen Thousand One Hundred & Thirty Only | 8.16 | Size of Tile 600x600 mm | item no.79 | 14.1 | sqm
9 | ROOFING | item no.80 | [52 empty] | 9 | ROOFING | item no.80
9.01 | Making khurras 45x45 cm with average minimum thickness of 5 cm cement concrete 1:2:4 (1 cement : 2 coarse sand : 4 graded stone aggregate of 20 mm nominal size) over P.V.C. sheet 1 m x1 m x 400 micron, finished with 12 mm cement plaster 1:3 (1 cement : 3 coarse sand) and a coat of neat cement, rounding the edges and making and finishing the outlet complete. | item no.81 | 1 | each | 233.75 |  |  | Excess(+) | 1 | Full Conversion | INR | [40 empty] | 234 | 234 | INR Two Hundred & Thirty Four Only | 9.01 | Making khurras 45x45 cm with average minimum thickness of 5 cm cement concrete 1:2:4 (1 cement : 2 coarse sand : 4 graded stone aggregate of 20 mm nominal size) over P.V.C. sheet 1 m x1 m x 400 micron, finished with 12 mm cement plaster 1:3 (1 cement : 3 coarse sand) and a coat of neat cement, rounding the edges and making and finishing the outlet complete. | item no.81 | 1 | each
9.02 | Providing and fixing on wall face unplasticised Rigid PVC rain water pipes conforming to IS : 13592 Type A, including jointing with seal ring conforming to IS : 5382, leaving 10 mm gap for thermal expansion, (i) Single socketed pipes. | item no.82 | [52 empty] | 9.02 | Providing and fixing on wall face unplasticised Rigid PVC rain water pipes conforming to IS : 13592 Type A, including jointing with seal ring conforming to IS : 5382, leaving 10 mm gap for thermal expansion, (i) Single socketed pipes. | item no.82
9.03 | 110 mm diameter | item no.83 | 0.8 | metre | 280.35 |  |  | Excess(+) | 1 | Full Conversion | INR | [40 empty] | 224 | 224 | INR Two Hundred & Twenty Four Only | 9.03 | 110 mm diameter | item no.83 | 0.8 | metre
10 | FINISHING | item no.84 | [52 empty] | 10 | FINISHING | item no.84
10.01 | 12 mm cement plaster of mix : | item no.85 | [52 empty] | 10.01 | 12 mm cement plaster of mix : | item no.85
10.02 | 1:6 (1 cement: 6 coarse sand) | item no.86 | 49.5 | sqm | 258.08 |  |  | Excess(+) | 1 | Full Conversion | INR | [40 empty] | 12775 | 12775 | INR Twelve Thousand Seven Hundred & Seventy Five Only | 10.02 | 1:6 (1 cement: 6 coarse sand) | item no.86 | 49.5 | sqm
10.03 | 15 mm cement plaster on rough side of single or half brick wall of mix: | item no.87 | [52 empty] | 10.03 | 15 mm cement plaster on rough side of single or half brick wall of mix: | item no.87
10.04 | 1:6 (1 cement: 6 coarse sand) | item no.88 | 62.5 | sqm | 297.32 |  |  | Excess(+) | 1 | Full Conversion | INR | [40 empty] | 18583 | 18583 | INR Eighteen Thousand Five Hundred & Eighty Three Only | 10.04 | 1:6 (1 cement: 6 coarse sand) | item no.88 | 62.5 | sqm
10.05 | 15 mm cement plaster on rough side of single or half brick wall finished with a floating coat of neat cement of mix : | item no.89 | [52 empty] | 10.05 | 15 mm cement plaster on rough side of single or half brick wall finished with a floating coat of neat cement of mix : | item no.89
10.06 | 1:4 (1 cement: 4 fine sand) | item no.90 | 43.3 | sqm | 356.07 |  |  | Excess(+) | 1 | Full Conversion | INR | [40 empty] | 15418 | 15418 | INR Fifteen Thousand Four Hundred & Eighteen Only | 10.06 | 1:4 (1 cement: 4 fine sand) | item no.90 | 43.3 | sqm
10.07 | 6 mm cement plaster of mix : | item no.91 | [52 empty] | 10.07 | 6 mm cement plaster of mix : | item no.91
10.08 | 1:3 (1 cement : 3 fine sand) | item no.92 | 15.1 | sqm | 221.87 |  |  | Excess(+) | 1 | Full Conversion | INR | [40 empty] | 3350 | 3350 | INR Three Thousand Three Hundred & Fifty Only | 10.08 | 1:3 (1 cement : 3 fine sand) | item no.92 | 15.1 | sqm
10.09 | Pointing on brick work or brick flooring with cement mortar 1:3 (1 cement : 3 fine sand): | item no.93 | [52 empty] | 10.09 | Pointing on brick work or brick flooring with cement mortar 1:3 (1 cement : 3 fine sand): | item no.93
10.1 | Flush / Ruled/ Struck or weathered pointing | item no.94 | 4.25 | sqm | 187.98 |  |  | Excess(+) | 1 | Full Conversion | INR | [40 empty] | 799 | 799 | INR Seven Hundred & Ninety Nine Only | 10.1 | Flush / Ruled/ Struck or weathered pointing | item no.94 | 4.25 | sqm
10.11 | Distempering with 1st quality acrylic distemper (ready mixed) having VOC content less than 50 gms/litre, of approved manufacturer, of required shade and colour complete, as per manufacturer's specification. | item no.95 | [52 empty] | 10.11 | Distempering with 1st quality acrylic distemper (ready mixed) having VOC content less than 50 gms/litre, of approved manufacturer, of required shade and colour complete, as per manufacturer's specification. | item no.95
10.12 | Two or more coats on new work | item no.96 | 350 | sqm | 81.32 |  |  | Excess(+) | 1 | Full Conversion | INR | [40 empty] | 28462 | 28462 | INR Twenty Eight Thousand Four Hundred & Sixty Two Only | 10.12 | Two or more coats on new work | item no.96 | 350 | sqm
10.13 | Finishing walls with Premium Acrylic Smooth exterior paint with Silicone additives of required shade: | item no.97 | [52 empty] | 10.13 | Finishing walls with Premium Acrylic Smooth exterior paint with Silicone additives of required shade: | item no.97
10.14 | New work (Two or more coats applied @ 1.43 ltr/10 sqm over and including priming coat of exterior primer applied @ 2.20 kg/10 sqm) | item no.98 | 127 | sqm | 142.34 | 20610 |  | Excess(+) | 1 | Full Conversion | INR | [40 empty] | 18077 | 18077 | INR Eighteen Thousand &Seventy Seven Only | 10.14 | New work (Two or more coats applied @ 1.43 ltr/10 sqm over and including priming coat of exterior primer applied @ 2.20 kg/10 sqm) | item no.98 | 127 | sqm
10.15 | Painting with synthetic enamel paint of approved brand and manufacture to give an even shade : | item no.99 | [52 empty] | 10.15 | Painting with synthetic enamel paint of approved brand and manufacture to give an even shade : | item no.99
10.16 | Two or more coats on new work | item no.100 | 62 | sqm | 115.25 |  |  | Excess(+) | 1 | Full Conversion | INR | [40 empty] | 7146 | 7146 | INR Seven Thousand One Hundred & Forty Six Only | 10.16 | Two or more coats on new work | item no.100 | 62 | sqm
10.17 | Painting with synthetic enamel paint of approved brand and manufacture of required colour to give an even shade : | item no.101 | [52 empty] | 10.17 | Painting with synthetic enamel paint of approved brand and manufacture of required colour to give an even shade : | item no.101
10.18 | Two or more coats on new work over an under coat of suitable shade with ordinary paint of approved brand and manufacture | item no.102 | 17 | sqm | 167.82 |  |  | Excess(+) | 1 | Full Conversion | INR | [40 empty] | 2853 | 2853 | INR Two Thousand Eight Hundred & Fifty Three Only | 10.18 | Two or more coats on new work over an under coat of suitable shade with ordinary paint of approved brand and manufacture | item no.102 | 17 | sqm
10.19 | Providing and applying white cement based putty of average thickness 1 mm, of approved brand and manufacturer, over the plastered wall surface to prepare the surface even and smooth complete. | item no.103 | 350 | sqm | 108.59 |  |  | Excess(+) | 1 | Full Conversion | INR | [40 empty] | 38007 | 38007 | INR Thirty Eight Thousand &Seven Only | 10.19 | Providing and applying white cement based putty of average thickness 1 mm, of approved brand and manufacturer, over the plastered wall surface to prepare the surface even and smooth complete. | item no.103 | 350 | sqm
10.2 | White washing with lime to give an even shade : | item no.104 | [52 empty] | 10.2 | White washing with lime to give an even shade : | item no.104
10.21 | Old work (two or more coats) | item no.105 | 260 | sqm | 16.65 |  |  | Excess(+) | 1 | Full Conversion | INR | [40 empty] | 4329 | 4329 | INR Four Thousand Three Hundred & Twenty Nine Only | 10.21 | Old work (two or more coats) | item no.105 | 260 | sqm
10.22 | Removing white or colour wash by scrapping and sand papering and preparing the surface smooth including necessary repairs to scratches etc. complete | item no.106 | 260 | sqm | 14.33 |  |  | Excess(+) | 1 | Full Conversion | INR | [40 empty] | 3726 | 3726 | INR Three Thousand Seven Hundred & Twenty Six Only | 10.22 | Removing white or colour wash by scrapping and sand papering and preparing the surface smooth including necessary repairs to scratches etc. complete | item no.106 | 260 | sqm
10.23 | Distempering with 1st quality acrylic distember (Ready mix) having VOC content less than 50 grams/ litre of approved brand and manufacture to give an even shade : | item no.107 | [52 empty] | 10.23 | Distempering with 1st quality acrylic distember (Ready mix) having VOC content less than 50 grams/ litre of approved brand and manufacture to give an even shade : | item no.107
10.24 | Old work (one or more coats) | item no.108 | 70 | sqm | 49.8 | 37800 |  | Excess(+) | 1 | Full Conversion | INR | [40 empty] | 3486 | 3486 | INR Three Thousand Four Hundred & Eighty Six Only | 10.24 | Old work (one or more coats) | item no.108 | 70 | sqm
10.25 | Removing dry or oil bound distemper, water proofing cement paint and the like by scrapping, sand papering and preparing the surface smooth including necessary repairs to scratches etc. complete. | item no.109 | 350 | sqm | 18.28 | 37800 |  | Excess(+) | 1 | Full Conversion | INR | [40 empty] | 6398 | 6398 | INR Six Thousand Three Hundred & Ninety Eight Only | 10.25 | Removing dry or oil bound distemper, water proofing cement paint and the like by scrapping, sand papering and preparing the surface smooth including necessary repairs to scratches etc. complete. | item no.109 | 350 | sqm
10.26 | Painting with synthetic enamel paint of approved brand and manufacture of required colour to give an even shade : | item no.110 | [52 empty] | 10.26 | Painting with synthetic enamel paint of approved brand and manufacture of required colour to give an even shade : | item no.110
10.27 | One or more coats on old work | item no.111 | 177 | sqm | 75.88 |  |  | Excess(+) | 1 | Full Conversion | INR | [40 empty] | 13431 | 13431 | INR Thirteen Thousand Four Hundred & Thirty One Only | 10.27 | One or more coats on old work | item no.111 | 177 | sqm
11 | REPAIRS TO BUILDING | item no.112 | [52 empty] | 11 | REPAIRS TO BUILDING | item no.112
11.01 | Repairs to plaster of thickness 12 mm to 20 mm in patches of area 2.5 sq.meters and under, including cutting the patch in proper shape, raking out joints and preparing and plastering the surface of the walls complete, including disposal of rubbish to the dumping ground, all complete as per direction of Engineer-in-Charge. | item no.113 | [52 empty] | 11.01 | Repairs to plaster of thickness 12 mm to 20 mm in patches of area 2.5 sq.meters and under, including cutting the patch in proper shape, raking out joints and preparing and plastering the surface of the walls complete, including disposal of rubbish to the dumping ground, all complete as per direction of Engineer-in-Charge. | item no.113
11.02 | With cement mortar 1:4 (1cement: 4 coarse sand) | item no.114 | 22.2 | sqm | 419.11 | 37800 |  | Excess(+) | 1 | Full Conversion | INR | [40 empty] | 9304 | 9304 | INR Nine Thousand Three Hundred & Four Only | 11.02 | With cement mortar 1:4 (1cement: 4 coarse sand) | item no.114 | 22.2 | sqm
11.03 | Renewing glass panes, with wooden fillets wherever necessary: | item no.115 | [52 empty] | 11.03 | Renewing glass panes, with wooden fillets wherever necessary: | item no.115
11.04 | Float glass panes of nominal thickness 4 mm (weight not less than 10kg/sqm) | item no.116 | 0.9 | sqm | 1184.69 | 37800 |  | Excess(+) | 1 | Full Conversion | INR | [40 empty] | 1066 | 1066 | INR One Thousand &Sixty Six Only | 11.04 | Float glass panes of nominal thickness 4 mm (weight not less than 10kg/sqm) | item no.116 | 0.9 | sqm
11.05 | Hacking of CC flooring including cleaning for surface etc. complete as per direction of the Engineer-in-Charge. | item no.117 | 196 | sqm | 2.49 | 37800 |  | Excess(+) | 1 | Full Conversion | INR | [40 empty] | 488 | 488 | INR Four Hundred & Eighty Eight Only | 11.05 | Hacking of CC flooring including cleaning for surface etc. complete as per direction of the Engineer-in-Charge. | item no.117 | 196 | sqm
11.06 | Dismantling 15 to 40 mm dia G.I. pipe including stacking of dismantled pipes (within 50 metres lead) as per direction of Engineer- in-Charge. (a) Internal Work- Exposed on wall | item no.118 | 30 | metre | 2.49 |  |  | Excess(+) | 1 | Full Conversion | INR | [40 empty] | 75 | 75 | INR Seventy Five Only | 11.06 | Dismantling 15 to 40 mm dia G.I. pipe including stacking of dismantled pipes (within 50 metres lead) as per direction of Engineer- in-Charge. (a) Internal Work- Exposed on wall | item no.118 | 30 | metre
11.07 | Taking out existing wooden door shutter, repair by cutting, painting etc. and refixing of repaired door shutters to existing door frames, including replacement of hinges with screws, etc. as required, all complete as per the direction of the Engineer-in-charge. | item no.119 | 12 | each | 285.79 |  |  | Excess(+) | 1 | Full Conversion | INR | [40 empty] | 3429 | 3429 | INR Three Thousand Four Hundred & Twenty Nine Only | 11.07 | Taking out existing wooden door shutter, repair by cutting, painting etc. and refixing of repaired door shutters to existing door frames, including replacement of hinges with screws, etc. as required, all complete as per the direction of the Engineer-in-charge. | item no.119 | 12 | each
12 | Dismantling and Demolishing | item no.120 | [52 empty] | 12 | Dismantling and Demolishing | item no.120
12.01 | Demolishing cement concrete manually/ by mechanical means including disposal of material within 50 metres lead as per direction of Engineer - in - charge. | item no.121 | [52 empty] | 12.01 | Demolishing cement concrete manually/ by mechanical means including disposal of material within 50 metres lead as per direction of Engineer - in - charge. | item no.121
12.02 | Nominal concrete 1:3:6 or richer mix (i/c equivalent design mix) | item no.122 | 0.7 | cum | 1759.84 |  |  | Excess(+) | 1 | Full Conversion | INR | [40 empty] | 1232 | 1232 | INR One Thousand Two Hundred & Thirty Two Only | 12.02 | Nominal concrete 1:3:6 or richer mix (i/c equivalent design mix) | item no.122 | 0.7 | cum
12.03 | Nominal concrete 1:4:8 or leaner mix (i/c equivalent design mix) | item no.123 | 1.4 | cum | 1086.89 |  |  | Excess(+) | 1 | Full Conversion | INR | [40 empty] | 1522 | 1522 | INR One Thousand Five Hundred & Twenty Two Only | 12.03 | Nominal concrete 1:4:8 or leaner mix (i/c equivalent design mix) | item no.123 | 1.4 | cum
12.04 | Demolishing R.C.C. work manually/ by mechanical means including stacking of steel bars and disposal of unserviceable material within 50 metres lead as per direction of Engineer - in- charge. | item no.124 | 1.62 | cum | 2567.38 |  |  | Excess(+) | 1 | Full Conversion | INR | [40 empty] | 4159 | 4159 | INR Four Thousand One Hundred & Fifty Nine Only | 12.04 | Demolishing R.C.C. work manually/ by mechanical means including stacking of steel bars and disposal of unserviceable material within 50 metres lead as per direction of Engineer - in- charge. | item no.124 | 1.62 | cum
12.05 | Extra for cutting reinforcement bars manually/ by mechanical means in R.C.C. or R.B. work (Payment shall be made on the cross sectional area of R.C.C. or R.B. work) as per direction of Engineer- in-charge. | item no.125 | 1.1 | sqm | 830.42 |  |  | Excess(+) | 1 | Full Conversion | INR | [40 empty] | 913 | 913 | INR Nine Hundred & Thirteen Only | 12.05 | Extra for cutting reinforcement bars manually/ by mechanical means in R.C.C. or R.B. work (Payment shall be made on the cross sectional area of R.C.C. or R.B. work) as per direction of Engineer- in-charge. | item no.125 | 1.1 | sqm
12.06 | Demolishing brick work manually/ by mechanical means including stacking of serviceable material and disposal of unserviceable material within 50 metres lead as per direction of Engineer-in-charge. | item no.126 | [52 empty] | 12.06 | Demolishing brick work manually/ by mechanical means including stacking of serviceable material and disposal of unserviceable material within 50 metres lead as per direction of Engineer-in-charge. | item no.126
12.07 | In cement mortar | item no.127 | 2 | cum | 1489.21 |  |  | Excess(+) | 1 | Full Conversion | INR | [40 empty] | 2978 | 2978 | INR Two Thousand Nine Hundred & Seventy Eight Only | 12.07 | In cement mortar | item no.127 | 2 | cum
12.08 | Dismantling doors, windows and clerestory windows (steel or wood) shutter including chowkhats, architrave, holdfasts etc. complete and stacking within 50 metres lead : | item no.128 | [52 empty] | 12.08 | Dismantling doors, windows and clerestory windows (steel or wood) shutter including chowkhats, architrave, holdfasts etc. complete and stacking within 50 metres lead : | item no.128
12.09 | Of area 3 sq. metres and below | item no.129 | 6 | each | 265.4 |  |  | Excess(+) | 1 | Full Conversion | INR | [40 empty] | 1592 | 1592 | INR One Thousand Five Hundred & Ninety Two Only | 12.09 | Of area 3 sq. metres and below | item no.129 | 6 | each
12.1 | Taking out doors, windows and clerestory window shutters (steel or wood) including stacking within 50 metres lead : | item no.130 | [52 empty] | 12.1 | Taking out doors, windows and clerestory window shutters (steel or wood) including stacking within 50 metres lead : | item no.130
12.11 | Of area 3 sq. metres and below | item no.131 | 1.84 | each | 103.72 |  |  | Excess(+) | 1 | Full Conversion | INR | [40 empty] | 191 | 191 | INR One Hundred & Ninety One Only | 12.11 | Of area 3 sq. metres and below | item no.131 | 1.84 | each
12.12 | Dismantling tile work in floors and roofs laid in cement mortar including stacking material within 50 metres lead. | item no.132 | [52 empty] | 12.12 | Dismantling tile work in floors and roofs laid in cement mortar including stacking material within 50 metres lead. | item no.132
12.13 | For thickness of tiles above 25 mm and up to 40 mm | item no.133 | 0.15 | sqm | 81.89 |  |  | Excess(+) | 1 | Full Conversion | INR | [40 empty] | 12 | 12 | INR Twelve Only | 12.13 | For thickness of tiles above 25 mm and up to 40 mm | item no.133 | 0.15 | sqm
12.14 | Demolishing mud phaska in terracing and disposal of material within 50 metres lead. | item no.134 | 1 | cum | 660.89 |  |  | Excess(+) | 1 | Full Conversion | INR | [40 empty] | 661 | 661 | INR Six Hundred & Sixty One Only | 12.14 | Demolishing mud phaska in terracing and disposal of material within 50 metres lead. | item no.134 | 1 | cum
12.15 | Dismantling old plaster or skirting raking out joints and cleaning the surface for plaster including disposal of rubbish to the dumping ground within 50 metres lead. | item no.135 | 60 | sqm | 39.5 |  |  | Excess(+) | 1 | Full Conversion | INR | [40 empty] | 2370 | 2370 | INR Two Thousand Three Hundred & Seventy Only | 12.15 | Dismantling old plaster or skirting raking out joints and cleaning the surface for plaster including disposal of rubbish to the dumping ground within 50 metres lead. | item no.135 | 60 | sqm
12.16 | Disposal of building rubbish / malba / similar unserviceable, dismantled or waste materials by mechanical means, including loading, transporting, unloading to approved municipal dumping ground or as approved by Engineer-in-charge, beyond 50 m initial lead, for all leads including all lifts involved. | item no.136 | 6 | cum | 192.32 |  |  | Excess(+) | 1 | Full Conversion | INR | [40 empty] | 1154 | 1154 | INR One Thousand One Hundred & Fifty Four Only | 12.16 | Disposal of building rubbish / malba / similar unserviceable, dismantled or waste materials by mechanical means, including loading, transporting, unloading to approved municipal dumping ground or as approved by Engineer-in-charge, beyond 50 m initial lead, for all leads including all lifts involved. | item no.136 | 6 | cum
13 | SANITARY INSTALLATIONS | item no.137 | [52 empty] | 13 | SANITARY INSTALLATIONS | item no.137
13.01 | Providing and fixing water closet squatting pan (Indian type W.C. pan ) with 100 mm sand cast Iron P or S trap, 10 litre low level white P.V.C. flushing cistern, including flush pipe, with manually controlled device (handle lever) conforming to IS : 7231, with all fittings and fixtures complete, including cutting and making good the walls and floors wherever required: | item no.138 | [52 empty] | 13.01 | Providing and fixing water closet squatting pan (Indian type W.C. pan ) with 100 mm sand cast Iron P or S trap, 10 litre low level white P.V.C. flushing cistern, including flush pipe, with manually controlled device (handle lever) conforming to IS : 7231, with all fittings and fixtures complete, including cutting and making good the walls and floors wherever required: | item no.138
13.02 | White Vitreous china Orissa pattern W.C. pan of size 580x440 mm with integral type foot rests | item no.139 | 1 | each | 5069.13 |  |  | Excess(+) | 1 | Full Conversion | INR | [40 empty] | 5069 | 5069 | INR Five Thousand &Sixty Nine Only | 13.02 | White Vitreous china Orissa pattern W.C. pan of size 580x440 mm with integral type foot rests | item no.139 | 1 | each
13.03 | Providing and fixing white vitreous china pedestal type water closet (European type W.C. pan) with seat and lid, 10 litre low level white P.V.C. flushing cistern, including flush pipe, with manually controlled device (handle lever), conforming to IS : 7231, with all fittings and fixtures complete, including cutting and making good the walls and floors wherever required : | item no.140 | [52 empty] | 13.03 | Providing and fixing white vitreous china pedestal type water closet (European type W.C. pan) with seat and lid, 10 litre low level white P.V.C. flushing cistern, including flush pipe, with manually controlled device (handle lever), conforming to IS : 7231, with all fittings and fixtures complete, including cutting and making good the walls and floors wherever required : | item no.140
13.04 | W.C. pan with ISI marked white solid plastic seat and lid | item no.141 | 1 | each | 4858 |  |  | Excess(+) | 1 | Full Conversion | INR | [40 empty] | 4858 | 4858 | INR Four Thousand Eight Hundred & Fifty Eight Only | 13.04 | W.C. pan with ISI marked white solid plastic seat and lid | item no.141 | 1 | each
13.05 | Providing and fixing CP Brass 32mm size Bottle Trap of approved quality & make and as per the direction of Engineer-in-charge. | item no.142 | 2 | each | 777.07 |  |  | Excess(+) | 1 | Full Conversion | INR | [40 empty] | 1554 | 1554 | INR One Thousand Five Hundred & Fifty Four Only | 13.05 | Providing and fixing CP Brass 32mm size Bottle Trap of approved quality & make and as per the direction of Engineer-in-charge. | item no.142 | 2 | each
13.06 | Providing and fixing CP Brass Single lever telephonic wall mixer of quality & make as approved by Engineer in charge. (a) 15 mm nominal dia | item no.143 | 2 | each | 5365.32 |  |  | Excess(+) | 1 | Full Conversion | INR | [40 empty] | 10731 | 10731 | INR Ten Thousand Seven Hundred & Thirty One Only | 13.06 | Providing and fixing CP Brass Single lever telephonic wall mixer of quality & make as approved by Engineer in charge. (a) 15 mm nominal dia | item no.143 | 2 | each
13.07 | Providing and fixing white vitreous china wash basin including making all connections but excluding the cost of fittings : | item no.144 | [52 empty] | 13.07 | Providing and fixing white vitreous china wash basin including making all connections but excluding the cost of fittings : | item no.144
13.08 | Flat back wash basin of size 550x400 mm | item no.145 | 2 | each | 802.67 |  |  | Excess(+) | 1 | Full Conversion | INR | [40 empty] | 1605 | 1605 | INR One Thousand Six Hundred & Five Only | 13.08 | Flat back wash basin of size 550x400 mm | item no.145 | 2 | each
13.09 | Providing and fixing 600x450 mm beveled edge mirror of superior glass (of approved quality) complete with 6 mm thick hard board ground fixed to wooden cleats with C.P. brass screws and washers complete. | item no.146 | 2 | each | 1237.3 |  |  | Excess(+) | 1 | Full Conversion | INR | [40 empty] | 2475 | 2475 | INR Two Thousand Four Hundred & Seventy Five Only | 13.09 | Providing and fixing 600x450 mm beveled edge mirror of superior glass (of approved quality) complete with 6 mm thick hard board ground fixed to wooden cleats with C.P. brass screws and washers complete. | item no.146 | 2 | each
13.1 | Providing and fixing soil, waste and vent pipes : | item no.147 | [52 empty] | 13.1 | Providing and fixing soil, waste and vent pipes : | item no.147
13.11 | 100 mm dia | item no.148 | [52 empty] | 13.11 | 100 mm dia | item no.148
13.12 | Sand cast iron S&S pipe as per IS: 1729 | item no.149 | 1 | metre | 892.63 |  |  | Excess(+) | 1 | Full Conversion | INR | [40 empty] | 893 | 893 | INR Eight Hundred & Ninety Three Only | 13.12 | Sand cast iron S&S pipe as per IS: 1729 | item no.149 | 1 | metre
13.13 | 75 mm diameter : | item no.150 | [52 empty] | 13.13 | 75 mm diameter : | item no.150
13.14 | Sand cast iron S&S pipe as per IS: 1729 | item no.151 | 1.8 | metre | 816.79 |  |  | Excess(+) | 1 | Full Conversion | INR | [40 empty] | 1470 | 1470 | INR One Thousand Four Hundred & Seventy Only | 13.14 | Sand cast iron S&S pipe as per IS: 1729 | item no.151 | 1.8 | metre
13.15 | Providing and fixing bend of required degree with access door, insertion rubber washer 3 mm thick, bolts and nuts complete. | item no.152 | [52 empty] | 13.15 | Providing and fixing bend of required degree with access door, insertion rubber washer 3 mm thick, bolts and nuts complete. | item no.152
13.16 | 100 mm dia | item no.153 | [52 empty] | 13.16 | 100 mm dia | item no.153
13.17 | Sand cast iron S&S as per IS - 1729 | item no.154 | 1 | each | 465.32 |  |  | Excess(+) | 1 | Full Conversion | INR | [40 empty] | 465 | 465 | INR Four Hundred & Sixty Five Only | 13.17 | Sand cast iron S&S as per IS - 1729 | item no.154 | 1 | each
13.18 | Providing and fixing collar : | item no.155 | [52 empty] | 13.18 | Providing and fixing collar : | item no.155
13.19 | 100 mm | item no.156 | [52 empty] | 13.19 | 100 mm | item no.156
13.2 | Sand cast iron S&S as per IS - 1729 | item no.157 | 1 | each | 350.37 |  |  | Excess(+) | 1 | Full Conversion | INR | [40 empty] | 350 | 350 | INR Three Hundred & Fifty Only | 13.2 | Sand cast iron S&S as per IS - 1729 | item no.157 | 1 | each
13.21 | 75 mm | item no.158 | [52 empty] | 13.21 | 75 mm | item no.158
13.22 | Sand cast iron S&S as per IS - 1729 | item no.159 | 1 | each | 238 |  |  | Excess(+) | 1 | Full Conversion | INR | [40 empty] | 238 | 238 | INR Two Hundred & Thirty Eight Only | 13.22 | Sand cast iron S&S as per IS - 1729 | item no.159 | 1 | each
13.23 | Providing lead caulked joints to sand cast iron/centrifugally cast (spun) iron pipes and fittings of diameter : | item no.160 | [52 empty] | 13.23 | Providing lead caulked joints to sand cast iron/centrifugally cast (spun) iron pipes and fittings of diameter : | item no.160
13.24 | 100 mm | item no.161 | 2 | each | 481.93 |  |  | Excess(+) | 1 | Full Conversion | INR | [40 empty] | 964 | 964 | INR Nine Hundred & Sixty Four Only | 13.24 | 100 mm | item no.161 | 2 | each
13.25 | 75 mm | item no.162 | 3 | each | 408.94 |  |  | Excess(+) | 1 | Full Conversion | INR | [40 empty] | 1227 | 1227 | INR One Thousand Two Hundred & Twenty Seven Only | 13.25 | 75 mm | item no.162 | 3 | each
13.26 | Providing and fixing trap of self cleansing design with screwed down or hinged grating with or without vent arm complete, including cost of cutting and making good the walls and floors : | item no.163 | [52 empty] | 13.26 | Providing and fixing trap of self cleansing design with screwed down or hinged grating with or without vent arm complete, including cost of cutting and making good the walls and floors : | item no.163
13.27 | 100 mm inlet and 100 mm outlet | item no.164 | [52 empty] | 13.27 | 100 mm inlet and 100 mm outlet | item no.164
13.28 | Sand Cast Iron S&S as per IS: 1729 | item no.165 | 1 | each | 1230.55 |  |  | Excess(+) | 1 | Full Conversion | INR | [40 empty] | 1231 | 1231 | INR One Thousand Two Hundred & Thirty One Only | 13.28 | Sand Cast Iron S&S as per IS: 1729 | item no.165 | 1 | each
13.29 | 100 mm inlet and 75 mm outlet | item no.166 | [52 empty] | 13.29 | 100 mm inlet and 75 mm outlet | item no.166
13.3 | Sand Cast Iron S&S as per IS- 1729 | item no.167 | 1 | each | 1136.69 |  |  | Excess(+) | 1 | Full Conversion | INR | [40 empty] | 1137 | 1137 | INR One Thousand One Hundred & Thirty Seven Only | 13.3 | Sand Cast Iron S&S as per IS- 1729 | item no.167 | 1 | each
14 | WATER SUPPLY | item no.168 | [52 empty] | 14 | WATER SUPPLY | item no.168
14.01 | Providing and fixing Chlorinated Polyvinyl Chloride (CPVC) pipes, having thermal stability for hot & cold water supply, including all CPVC plain & brass threaded fittings, including fixing the pipe with clamps at 1.00 m spacing. This includes jointing of pipes & fittings with one step CPVC solvent cement and testing of joints complete as per direction of Engineer in Charge. Internal work - Exposed on wall | item no.169 | [52 empty] | 14.01 | Providing and fixing Chlorinated Polyvinyl Chloride (CPVC) pipes, having thermal stability for hot & cold water supply, including all CPVC plain & brass threaded fittings, including fixing the pipe with clamps at 1.00 m spacing. This includes jointing of pipes & fittings with one step CPVC solvent cement and testing of joints complete as per direction of Engineer in Charge. Internal work - Exposed on wall | item no.169
14.02 | 20 mm nominal dia Pipes | item no.170 | 1 | metre | 285.05 |  |  | Excess(+) | 1 | Full Conversion | INR | [40 empty] | 285 | 285 | INR Two Hundred & Eighty Five Only | 14.02 | 20 mm nominal dia Pipes | item no.170 | 1 | metre
14.03 | Providing and fixing Chlorinated Polyvinyl Chloride (CPVC) pipes, having thermal stability for hot & cold water supply, including all CPVC plain & brass threaded fittings, i/c fixing the pipe with clamps at 1.00 m spacing. This includes jointing of pipes & fittings with one step CPVC solvent cement and the cost of cutting chases and making good the same including testing of joints complete as per direction of Engineer in Charge. Concealed work, including cutting chases and making good the walls etc. | item no.171 | [52 empty] | 14.03 | Providing and fixing Chlorinated Polyvinyl Chloride (CPVC) pipes, having thermal stability for hot & cold water supply, including all CPVC plain & brass threaded fittings, i/c fixing the pipe with clamps at 1.00 m spacing. This includes jointing of pipes & fittings with one step CPVC solvent cement and the cost of cutting chases and making good the same including testing of joints complete as per direction of Engineer in Charge. Concealed work, including cutting chases and making good the walls etc. | item no.171
14.04 | 20 mm nominal dia Pipes | item no.172 | 7 | metre | 450.46 |  |  | Excess(+) | 1 | Full Conversion | INR | [40 empty] | 3153 | 3153 | INR Three Thousand One Hundred & Fifty Three Only | 14.04 | 20 mm nominal dia Pipes | item no.172 | 7 | metre
14.05 | Providing and fixing Chlorinated Polyvinyl Chloride (CPVC) pipes, having thermal stability for hot & cold water supply including all CPVC plain & brass threaded fittings This includes jointing of pipes & fittings with one step CPVC solvent cement, trenching, refilling & testing of joints complete as per direction of Engineer in Charge. External work | item no.173 | [52 empty] | 14.05 | Providing and fixing Chlorinated Polyvinyl Chloride (CPVC) pipes, having thermal stability for hot & cold water supply including all CPVC plain & brass threaded fittings This includes jointing of pipes & fittings with one step CPVC solvent cement, trenching, refilling & testing of joints complete as per direction of Engineer in Charge. External work | item no.173
14.06 | 20 mm nominal dia Pipes | item no.174 | 15 | metre | 241.34 |  |  | Excess(+) | 1 | Full Conversion | INR | [40 empty] | 3620 | 3620 | INR Three Thousand Six Hundred & Twenty Only | 14.06 | 20 mm nominal dia Pipes | item no.174 | 15 | metre
14.07 | 25 mm nominal dia Pipes | item no.175 | 76 | metre | 324.98 |  |  | Excess(+) | 1 | Full Conversion | INR | [40 empty] | 24698 | 24698 | INR Twenty Four Thousand Six Hundred & Ninety Eight Only | 14.07 | 25 mm nominal dia Pipes | item no.175 | 76 | metre
14.08 | 32 mm nominal dia Pipes | item no.176 | 1.2 | metre | 381.45 |  |  | Excess(+) | 1 | Full Conversion | INR | [40 empty] | 458 | 458 | INR Four Hundred & Fifty Eight Only | 14.08 | 32 mm nominal dia Pipes | item no.176 | 1.2 | metre
14.09 | Providing and fixing G.I. pipes complete with G.I. fittings and clamps, i/c cutting and making good the walls etc. Internal work - Exposed on wall | item no.177 | [52 empty] | 14.09 | Providing and fixing G.I. pipes complete with G.I. fittings and clamps, i/c cutting and making good the walls etc. Internal work - Exposed on wall | item no.177
14.1 | 15 mm dia nominal bore | item no.178 | 5 | metre | 266.68 |  |  | Excess(+) | 1 | Full Conversion | INR | [40 empty] | 1333 | 1333 | INR One Thousand Three Hundred & Thirty Three Only | 14.1 | 15 mm dia nominal bore | item no.178 | 5 | metre
14.11 | 20 mm dia nominal bore | item no.179 | 11 | metre | 327.35 |  |  | Excess(+) | 1 | Full Conversion | INR | [40 empty] | 3601 | 3601 | INR Three Thousand Six Hundred & One Only | 14.11 | 20 mm dia nominal bore | item no.179 | 11 | metre
14.12 | Providing and fixing gun metal gate valve with C.I. wheel of approved quality (screwed end) : | item no.180 | [52 empty] | 14.12 | Providing and fixing gun metal gate valve with C.I. wheel of approved quality (screwed end) : | item no.180
14.13 | 25 mm nominal bore | item no.181 | 2 | each | 466.76 |  |  | Excess(+) | 1 | Full Conversion | INR | [40 empty] | 934 | 934 | INR Nine Hundred & Thirty Four Only | 14.13 | 25 mm nominal bore | item no.181 | 2 | each
14.14 | 20 mm nominal bore | item no.182 | 5 | each | 404.86 |  |  | Excess(+) | 1 | Full Conversion | INR | [40 empty] | 2024 | 2024 | INR Two Thousand &Twenty Four Only | 14.14 | 20 mm nominal bore | item no.182 | 5 | each
14.15 | Providing and fixing ball valve (brass) of approved quality, High or low pressure, with plastic floats complete : | item no.183 | [52 empty] | 14.15 | Providing and fixing ball valve (brass) of approved quality, High or low pressure, with plastic floats complete : | item no.183
14.16 | 20 mm nominal bore | item no.184 | 1 | each | 348.48 |  |  | Excess(+) | 1 | Full Conversion | INR | [40 empty] | 348 | 348 | INR Three Hundred & Forty Eight Only | 14.16 | 20 mm nominal bore | item no.184 | 1 | each
14.17 | Providing and fixing uplasticised PVC connection pipe with brass unions : | item no.185 | [52 empty] | 14.17 | Providing and fixing uplasticised PVC connection pipe with brass unions : | item no.185
14.18 | 45 cm length | item no.186 | [52 empty] | 14.18 | 45 cm length | item no.186
14.19 | 15 mm nominal bore | item no.187 | 8 | each | 74.7 |  |  | Excess(+) | 1 | Full Conversion | INR | [40 empty] | 598 | 598 | INR Five Hundred & Ninety Eight Only | 14.19 | 15 mm nominal bore | item no.187 | 8 | each
14.2 | Constructing masonry Chamber 30x30x50 cm inside, in brick work in cement mortar 1:4 (1 cement :4 coarse sand) for stop cock, with C. I. surface box 100x100 x75 mm (inside) with hinged cover fixed in cement concrete slab 1:2:4 mix (1 cement : 2 coarse sand : 4 graded stone aggregate 20 mm nominal size), i/c necessary excavation, foundation concrete 1:5:10 ( 1 cement : 5 fine sand : 10 graded stone aggregate 40mm nominal size ) and inside plastering with cement mortar 1:3 (1 cement : 3 coarse sand) 12mm thick, finished with a floating coat of neat cement complete as per standard design : | item no.188 | [52 empty] | 14.2 | Constructing masonry Chamber 30x30x50 cm inside, in brick work in cement mortar 1:4 (1 cement :4 coarse sand) for stop cock, with C. I. surface box 100x100 x75 mm (inside) with hinged cover fixed in cement concrete slab 1:2:4 mix (1 cement : 2 coarse sand : 4 graded stone aggregate 20 mm nominal size), i/c necessary excavation, foundation concrete 1:5:10 ( 1 cement : 5 fine sand : 10 graded stone aggregate 40mm nominal size ) and inside plastering with cement mortar 1:3 (1 cement : 3 coarse sand) 12mm thick, finished with a floating coat of neat cement complete as per standard design : | item no.188
14.21 | With common burnt clay F.P.S.(non modular) bricks of class designation 7.5 | item no.189 | 3 | each | 1501.22 |  |  | Excess(+) | 1 | Full Conversion | INR | [40 empty] | 4504 | 4504 | INR Four Thousand Five Hundred & Four Only | 14.21 | With common burnt clay F.P.S.(non modular) bricks of class designation 7.5 | item no.189 | 3 | each
14.22 | Providing and fixing G.I. Union in G.I. pipe including cutting and threading the pipe and making long screws etc. complete (New work) : | item no.190 | [52 empty] | 14.22 | Providing and fixing G.I. Union in G.I. pipe including cutting and threading the pipe and making long screws etc. complete (New work) : | item no.190
14.23 | 20 mm nominal bore | item no.191 | 3 | each | 253.44 |  |  | Excess(+) | 1 | Full Conversion | INR | [40 empty] | 760 | 760 | INR Seven Hundred & Sixty Only | 14.23 | 20 mm nominal bore | item no.191 | 3 | each
14.24 | Providing and placing on terrace (at all floor levels) polyethylene water storage tank, IS : 12701 marked, with cover and suitable locking arrangement and making necessary holes for inlet, outlet and overflow pipes but without fittings and the base support for tank. | item no.192 | 750 | per litre | 8.5 |  |  | Excess(+) | 1 | Full Conversion | INR | [40 empty] | 6375 | 6375 | INR Six Thousand Three Hundred & Seventy Five Only | 14.24 | Providing and placing on terrace (at all floor levels) polyethylene water storage tank, IS : 12701 marked, with cover and suitable locking arrangement and making necessary holes for inlet, outlet and overflow pipes but without fittings and the base support for tank. | item no.192 | 750 | per litre
14.25 | Providing and fixing C.P. brass bib cock of approved quality conforming to IS:8931 : | item no.193 | [52 empty] | 14.25 | Providing and fixing C.P. brass bib cock of approved quality conforming to IS:8931 : | item no.193
14.26 | 15 mm nominal bore | item no.194 | 3 | each | 380.71 |  |  | Excess(+) | 1 | Full Conversion | INR | [40 empty] | 1142 | 1142 | INR One Thousand One Hundred & Forty Two Only | 14.26 | 15 mm nominal bore | item no.194 | 3 | each
14.27 | Providing and fixing C.P. brass long nose bib cock of approved quality conforming to IS standards and weighing not less than 810 gms. | item no.195 | [52 empty] | 14.27 | Providing and fixing C.P. brass long nose bib cock of approved quality conforming to IS standards and weighing not less than 810 gms. | item no.195
14.28 | 15 mm nominal bore | item no.196 | 1 | each | 626.96 |  |  | Excess(+) | 1 | Full Conversion | INR | [40 empty] | 627 | 627 | INR Six Hundred & Twenty Seven Only | 14.28 | 15 mm nominal bore | item no.196 | 1 | each
14.29 | Providing and fixing C.P. brass angle valve for basin mixer and geyser points of approved quality conforming to IS:8931 | item no.197 | [52 empty] | 14.29 | Providing and fixing C.P. brass angle valve for basin mixer and geyser points of approved quality conforming to IS:8931 | item no.197
14.3 | 15mm nominal bore | item no.198 | 12 | each | 438.71 |  |  | Excess(+) | 1 | Full Conversion | INR | [40 empty] | 5265 | 5265 | INR Five Thousand Two Hundred & Sixty Five Only | 14.3 | 15mm nominal bore | item no.198 | 12 | each
14.31 | Providing and fixing C.P. Brass extension nipple (size 15mmx50mm) of approved make and quality as per direction of Engineer-in-charge. | item no.199 | 17 | each | 54.09 |  |  | Excess(+) | 1 | Full Conversion | INR | [40 empty] | 920 | 920 | INR Nine Hundred & Twenty Only | 14.31 | Providing and fixing C.P. Brass extension nipple (size 15mmx50mm) of approved make and quality as per direction of Engineer-in-charge. | item no.199 | 17 | each
14.32 | Cutting holes up to 30x30 cm in walls including making good the same: | item no.200 | [52 empty] | 14.32 | Cutting holes up to 30x30 cm in walls including making good the same: | item no.200
14.33 | With common burnt clay F.P.S. (non modular) bricks | item no.201 | 3 | each | 317.75 |  |  | Excess(+) | 1 | Full Conversion | INR | [40 empty] | 953 | 953 | INR Nine Hundred & Fifty Three Only | 14.33 | With common burnt clay F.P.S. (non modular) bricks | item no.201 | 3 | each
14.34 | Making chases up to 7.5x7.5 cm in walls including making good and finishing with matching surface after housing G.I. pipe etc. | item no.202 | 11 | metre | 150.63 |  |  | Excess(+) | 1 | Full Conversion | INR | [40 empty] | 1657 | 1657 | INR One Thousand Six Hundred & Fifty Seven Only | 14.34 | Making chases up to 7.5x7.5 cm in walls including making good and finishing with matching surface after housing G.I. pipe etc. | item no.202 | 11 | metre
15 | DRAINAGE | item no.203 | [52 empty] | 15 | DRAINAGE | item no.203
15.01 | Providing and fixing square-mouth S.W. gully trap class SP-1 complete with C.I. grating brick masonry chamber with water tight C.I. cover with frame of 300 x300 mm size (inside) the weight of cover to be not less than 4.50 kg and frame to be not less than 2.70 kg as per standard design: | item no.204 | [52 empty] | 15.01 | Providing and fixing square-mouth S.W. gully trap class SP-1 complete with C.I. grating brick masonry chamber with water tight C.I. cover with frame of 300 x300 mm size (inside) the weight of cover to be not less than 4.50 kg and frame to be not less than 2.70 kg as per standard design: | item no.204
15.02 | 100x100 mm size P type | item no.205 | [52 empty] | 15.02 | 100x100 mm size P type | item no.205
15.03 | With common burnt clay F.P.S. (non modular) bricks of class designation 7.5 | item no.206 | 1 | each | 2151.29 |  |  | Excess(+) | 1 | Full Conversion | INR | [40 empty] | 2151 | 2151 | INR Two Thousand One Hundred & Fifty One Only | 15.03 | With common burnt clay F.P.S. (non modular) bricks of class designation 7.5 | item no.206 | 1 | each
15.04 | Making connection of drain or sewer line with existing manhole including breaking into and making good the walls, floors with cement concrete 1:2:4 mix (1 cement : 2 coarse sand : 4 graded stone aggregate 20 mm nominal size) cement plastered on both sides with cement mortar 1:3 (1 cement : 3 coarse sand), finished with a floating coat of neat cement and making necessary channels for the drain etc. complete : | item no.207 | [52 empty] | 15.04 | Making connection of drain or sewer line with existing manhole including breaking into and making good the walls, floors with cement concrete 1:2:4 mix (1 cement : 2 coarse sand : 4 graded stone aggregate 20 mm nominal size) cement plastered on both sides with cement mortar 1:3 (1 cement : 3 coarse sand), finished with a floating coat of neat cement and making necessary channels for the drain etc. complete : | item no.207
15.05 | For pipes 100 to 250 mm diameter | item no.208 | 1 | each | 599.47 |  |  | Excess(+) | 1 | Full Conversion | INR | [40 empty] | 599 | 599 | INR Five Hundred & Ninety Nine Only | 15.05 | For pipes 100 to 250 mm diameter | item no.208 | 1 | each
16 | ALUMINIUM WORK | item no.209 | [52 empty] | 16 | ALUMINIUM WORK | item no.209
16.01 | Providing and fixing aluminium work for doors, windows, ventilators and partitions with extruded built up standard tubular sections/ appropriate Z sections and other sections of approved make conforming to IS: 733 and IS: 1285, fixing with dash fasteners of required dia and size, including necessary filling up the gaps at junctions, i.e. at top, bottom and sides with required EPDM rubber/ neoprene gasket etc. Aluminium sections shall be smooth, rust free, straight, mitred and jointed mechanically wherever required including cleat angle, Aluminium snap beading for glazing / paneling, C.P. brass / stainless steel screws, all complete as per architectural drawings and the directions of Engineer-in-charge. (Glazing, paneling and dash fasteners to be paid for separately) : | item no.210 | [52 empty] | 16.01 | Providing and fixing aluminium work for doors, windows, ventilators and partitions with extruded built up standard tubular sections/ appropriate Z sections and other sections of approved make conforming to IS: 733 and IS: 1285, fixing with dash fasteners of required dia and size, including necessary filling up the gaps at junctions, i.e. at top, bottom and sides with required EPDM rubber/ neoprene gasket etc. Aluminium sections shall be smooth, rust free, straight, mitred and jointed mechanically wherever required including cleat angle, Aluminium snap beading for glazing / paneling, C.P. brass / stainless steel screws, all complete as per architectural drawings and the directions of Engineer-in-charge. (Glazing, paneling and dash fasteners to be paid for separately) : | item no.210
16.02 | For fixed portion | item no.211 | [52 empty] | 16.02 | For fixed portion | item no.211
16.03 | Powder coated aluminium (minimum thickness of powder coating 50 micron) | item no.212 | 103 | kg | 408.85 |  |  | Excess(+) | 1 | Full Conversion | INR | [40 empty] | 42112 | 42112 | INR Forty Two Thousand One Hundred & Twelve Only | 16.03 | Powder coated aluminium (minimum thickness of powder coating 50 micron) | item no.212 | 103 | kg
16.04 | For shutters of doors, windows & ventilators including providing and fixing hinges/ pivots and making provision for fixing of fittings wherever required including the cost of EPDM rubber / neoprene gasket required (Fittings shall be paid for separately) | item no.213 | [52 empty] | 16.04 | For shutters of doors, windows & ventilators including providing and fixing hinges/ pivots and making provision for fixing of fittings wherever required including the cost of EPDM rubber / neoprene gasket required (Fittings shall be paid for separately) | item no.213
16.05 | Powder coated aluminium (minimum thickness of powder coating 50 micron) | item no.214 | 214 | kg | 495.22 |  |  | Excess(+) | 1 | Full Conversion | INR | [40 empty] | 105977 | 105977 | INR One Lakh Five Thousand Nine Hundred & Seventy Seven Only | 16.05 | Powder coated aluminium (minimum thickness of powder coating 50 micron) | item no.214 | 214 | kg
17 | MINOR CIVIL MAINTENANCE WORK | item no.215 | [52 empty] | 17 | MINOR CIVIL MAINTENANCE WORK | item no.215
17.01 | "Providing and laying in position cement concrete of specified grade excluding the cost of centering and shuttering - All work up to plinth level : 1:5:10 (1 cement : 5 coarse sand (zone-III) derived from natural sources: 10 graded brick aggregate 40 mm nominal size derived from natural sources) | item no.216 | 2.2 | Cum | 4985.92 |  |  | Excess(+) | 1 | Full Conversion | INR | [40 empty] | 10969 | 10969 | INR Ten Thousand Nine Hundred & Sixty Nine Only | 17.01 | "Providing and laying in position cement concrete of specified grade excluding the cost of centering and shuttering - All work up to plinth level : 1:5:10 (1 cement : 5 coarse sand (zone-III) derived from natural sources: 10 graded brick aggregate 40 mm nominal size derived from natural sources) | item no.216 | 2.2 | Cum
17.02 | "P/F C.P brass towel rod complete with two C.P.brass brackets fixed to wooden cleats with C.P. brass screws of approved quality size of 600 x 20 mm. | item no.217 | 2 | Each | 457.51 |  |  | Excess(+) | 1 | Full Conversion | INR | [40 empty] | 915 | 915 | INR Nine Hundred & Fifteen Only | 17.02 | "P/F C.P brass towel rod complete with two C.P.brass brackets fixed to wooden cleats with C.P. brass screws of approved quality size of 600 x 20 mm. | item no.217 | 2 | Each
17.03 | "Providing and fixing C.P. grating with or without hole for waste pipe for floor/ nahani trap 100 mm dia. weight not less than 100 grams. | item no.218 | 8 | Each | 51.61 |  |  | Excess(+) | 1 | Full Conversion | INR | [40 empty] | 413 | 413 | INR Four Hundred & Thirteen Only | 17.03 | "Providing and fixing C.P. grating with or without hole for waste pipe for floor/ nahani trap 100 mm dia. weight not less than 100 grams. | item no.218 | 8 | Each
17.04 | "Providing and fixing C.P flange for C.P bib cock/C.P angle stop cock. | item no.219 | 17 | Each | 29.32 |  |  | Excess(+) | 1 | Full Conversion | INR | [40 empty] | 498 | 498 | INR Four Hundred & Ninety Eight Only | 17.04 | "Providing and fixing C.P flange for C.P bib cock/C.P angle stop cock. | item no.219 | 17 | Each
17.05 | "Providing and fixing C.P Brass shower rose 15 mm or 20 mm inlet with shower arm (a) 75 mm dia fancy type. | item no.220 | 2 | Each | 504.43 |  |  | Excess(+) | 1 | Full Conversion | INR | [40 empty] | 1009 | 1009 | INR One Thousand &Nine Only | 17.05 | "Providing and fixing C.P Brass shower rose 15 mm or 20 mm inlet with shower arm (a) 75 mm dia fancy type. | item no.220 | 2 | Each
17.06 | """Providing and fixing ISI marked flush door shutter non decorative type, core of block board construction with frame of first class hard wood and well matched commercial 3 ply veneering with vertical grains or cross bands and face veneers on both faces of shutters. 35 mm thick including ISI marked M.S butt hinges with necessary screw complete." | item no.221 | 3.78 | Sqm | 1972.2 |  |  | Excess(+) | 1 | Full Conversion | INR | [40 empty] | 7455 | 7455 | INR Seven Thousand Four Hundred & Fifty Five Only | 17.06 | """Providing and fixing ISI marked flush door shutter non decorative type, core of block board construction with frame of first class hard wood and well matched commercial 3 ply veneering with vertical grains or cross bands and face veneers on both faces of shutters. 35 mm thick including ISI marked M.S butt hinges with necessary screw complete." | item no.221 | 3.78 | Sqm
17.07 | Extra for providing and fixing of 8mm to 9mm thick ceramic glazed wall tiles instead of 5mm thick ceramic glazed wall tiles. | item no.222 | 14.5 | Sqm | 155.8 | 37800 |  | Excess(+) | 1 | Full Conversion | INR | [40 empty] | 2259 | 2259 | INR Two Thousand Two Hundred & Fifty Nine Only | 17.07 | Extra for providing and fixing of 8mm to 9mm thick ceramic glazed wall tiles instead of 5mm thick ceramic glazed wall tiles. | item no.222 | 14.5 | Sqm
17.08 | "Providing and fixing C.P waste 40 mm nominal bore for china sink or wash basin (L&K) make. | item no.223 | 1 | Each | 293.29 | 37800 |  | Excess(+) | 1 | Full Conversion | INR | [40 empty] | 293 | 293 | INR Two Hundred & Ninety Three Only | 17.08 | "Providing and fixing C.P waste 40 mm nominal bore for china sink or wash basin (L&K) make. | item no.223 | 1 | Each
17.09 | "Providing and fixing C.P basin mixer of 15 mm nominal bore (L&K) make for one piece only " | item no.224 | 2 | Each | 2053.04 | 37800 |  | Excess(+) | 1 | Full Conversion | INR | [40 empty] | 4106 | 4106 | INR Four Thousand One Hundred & Six Only | 17.09 | "Providing and fixing C.P basin mixer of 15 mm nominal bore (L&K) make for one piece only " | item no.224 | 2 | Each
17.1 | "Providing and fixing aluminum door seal in door i/c necessary screw etc complete. " | item no.225 | 4 | Metre | 181.85 | 37800 |  | Excess(+) | 1 | Full Conversion | INR | [40 empty] | 727 | 727 | INR Seven Hundred & Twenty Seven Only | 17.1 | "Providing and fixing aluminum door seal in door i/c necessary screw etc complete. " | item no.225 | 4 | Metre
17.11 | "Providing and fixing of ""I hook"" of with ISI marked M.S. pressed butt hinges bright finished of required size. " | item no.226 | 15 | Each | 32.83 |  |  | Excess(+) | 1 | Full Conversion | INR | [40 empty] | 492 | 492 | INR Four Hundred & Ninety Two Only | 17.11 | "Providing and fixing of ""I hook"" of with ISI marked M.S. pressed butt hinges bright finished of required size. " | item no.226 | 15 | Each
17.12 | Providind and fixing C.P. hand spray (heath faucet) with push button control and flexible hose connection with C.P hook of L&K make or approved equivalent complete in all respects. | item no.227 | 2 | Each | 815.75 | 37800 |  | Excess(+) | 1 | Full Conversion | INR | [40 empty] | 1632 | 1632 | INR One Thousand Six Hundred & Thirty Two Only | 17.12 | Providind and fixing C.P. hand spray (heath faucet) with push button control and flexible hose connection with C.P hook of L&K make or approved equivalent complete in all respects. | item no.227 | 2 | Each
17.13 | Providing and fixing on wall face unplasticised Rigid PVC rain water pipes or pipe sleeve conforming to IS : 13592 Type A, including jointing with seal ring conforming to IS : 5382, leaving 10 mm gap for thermal expansion, (i) Single socketed pipes 50mm dia. | item no.228 | 13 | Metre | 209.42 | 37800 |  | Excess(+) | 1 | Full Conversion | INR | [40 empty] | 2722 | 2722 | INR Two Thousand Seven Hundred & Twenty Two Only | 17.13 | Providing and fixing on wall face unplasticised Rigid PVC rain water pipes or pipe sleeve conforming to IS : 13592 Type A, including jointing with seal ring conforming to IS : 5382, leaving 10 mm gap for thermal expansion, (i) Single socketed pipes 50mm dia. | item no.228 | 13 | Metre
17.14 | Ffixing available G.I. pipes complete with G.I. fittings and clamps, i/c cutting and making good the walls etc. Internal work - Exposed on wall 20 mm dia nominal bore | item no.229 | 25 | Metre | 151.95 | 37800 |  | Excess(+) | 1 | Full Conversion | INR | [40 empty] | 3799 | 3799 | INR Three Thousand Seven Hundred & Ninety Nine Only | 17.14 | Ffixing available G.I. pipes complete with G.I. fittings and clamps, i/c cutting and making good the walls etc. Internal work - Exposed on wall 20 mm dia nominal bore | item no.229 | 25 | Metre
17.15 | Construction of modular kitchen as per approved design in type IV. 1. Base Unit. (Empty Box) 400 mm 2. Base Unit. (Drawer Basket) 380*485*140 mm 3. Base Unit.(Meta Drawer)m 530*500*86 mm Grain Trolly Basket with porter 520*485*190 mm 4. Base Unit ( Perforated Cutlery)380*485*100 mm Drawer Basket 380*485*100 mm Thali Basket 380*485*140 mm 5. Base Unit.(Bottle P. O. 2 S) 100*485*420 mm 6. Base Unit.( Empty Box) 440 mm - 7. Base Unit (Perforated Cutlery) 420*485*100 mm Drawer Basket each 1 420*485*100 mm Drawer Basket each 1 420*485*140 mm 8. Base Unit. Drawer Basket 420*485*140 mm 9. Base Unit Empty Box 440 mm - 10. Base Unit (Rack) 11.Base Unit Empty Box 12. Base Unit Empty Box 13. Marble for Partition 14.Full extention ball bearing sliding telescopic. 15. Wall Unit (Glass & Plate Rack including Drip Tray.) 16. Wall Unit (Glass Shutters) 17. Solid Shutters 18. Auto Closing Concealed Hinges 19. Handles 20. Hardware (Screws counter sunk, Connect Fastners, Tags) 21.Fixing & Installation of the complete modular kitchen. | item no.230 | 1 | One | 133550.19 | 37800 |  | Excess(+) | 1 | Full Conversion | INR | [40 empty] | 133550 | 133550 | INR One Lakh Thirty Three Thousand Five Hundred & Fifty Only | 17.15 | Construction of modular kitchen as per approved design in type IV. 1. Base Unit. (Empty Box) 400 mm 2. Base Unit. (Drawer Basket) 380*485*140 mm 3. Base Unit.(Meta Drawer)m 530*500*86 mm Grain Trolly Basket with porter 520*485*190 mm 4. Base Unit ( Perforated Cutlery)380*485*100 mm Drawer Basket 380*485*100 mm Thali Basket 380*485*140 mm 5. Base Unit.(Bottle P. O. 2 S) 100*485*420 mm 6. Base Unit.( Empty Box) 440 mm - 7. Base Unit (Perforated Cutlery) 420*485*100 mm Drawer Basket each 1 420*485*100 mm Drawer Basket each 1 420*485*140 mm 8. Base Unit. Drawer Basket 420*485*140 mm 9. Base Unit Empty Box 440 mm - 10. Base Unit (Rack) 11.Base Unit Empty Box 12. Base Unit Empty Box 13. Marble for Partition 14.Full extention ball bearing sliding telescopic. 15. Wall Unit (Glass & Plate Rack including Drip Tray.) 16. Wall Unit (Glass Shutters) 17. Solid Shutters 18. Auto Closing Concealed Hinges 19. Handles 20. Hardware (Screws counter sunk, Connect Fastners, Tags) 21.Fixing & Installation of the complete modular kitchen. | item no.230 | 1 | One
17.16 | Providing and fixing Single point locking handles "PULSE" (aluminium & zamak) ( PL205H / Model) of LGF Sysmac ( I ) Pvt. Ltd. or equivalent make as approved powder coated to required colour or shade including the cost of screw and other incidental charges complete as per manufacturers specification. | item no.231 | 44 | Each | 325.21 | 37800 |  | Excess(+) | 1 | Full Conversion | INR | [40 empty] | 14309 | 14309 | INR Fourteen Thousand Three Hundred & Nine Only | 17.16 | Providing and fixing Single point locking handles "PULSE" (aluminium & zamak) ( PL205H / Model) of LGF Sysmac ( I ) Pvt. Ltd. or equivalent make as approved powder coated to required colour or shade including the cost of screw and other incidental charges complete as per manufacturers specification. | item no.231 | 44 | Each
17.17 | "Providing and fixing C.P waste 32 mm nominal bore for china sink or wash basin (L&K) make. | item no.232 | 2 | Each | 305 | 37800 |  | Excess(+) | 1 | Full Conversion | INR | [40 empty] | 610 | 610 | INR Six Hundred & Ten Only | 17.17 | "Providing and fixing C.P waste 32 mm nominal bore for china sink or wash basin (L&K) make. | item no.232 | 2 | Each
17.18 | Providing and fixing brass water meter of approved quality . 25 mm nominal bore (Detail of cost of one nos.) | item no.233 | 2 | Each | 2495.22 | 37800 |  | Excess(+) | 1 | Full Conversion | INR | [40 empty] | 4990 | 4990 | INR Four Thousand Nine Hundred & Ninety Only | 17.18 | Providing and fixing brass water meter of approved quality . 25 mm nominal bore (Detail of cost of one nos.) | item no.233 | 2 | Each
Total in Figures | [51 empty] | 1269138 | 1269138 | Twelve Lakh Sixty Nine Thousand One Hundred & Thirty Eight Only
Quoted Rate in Figures |  |  |  | Select | [47 empty] | 0 | 0 | INR Zero Only
Quoted Rate in Words |  | INR Zero Only
Note on K130: gepadmin: 1. If you choose "Full Conversion" then Column BA (AMOUNT) and Column BB (TAXES) BOTH values will be convert based on selected Currency in (Column L). 2. If you choose "Partial Conversion" then Column BA (AMOUNT) only will be converted based on selected currency (Column L) and Column BB (TAXES) value (INR) will be added to the converted values.
Note on K147: gepadmin: 1. If you choose "Full Conversion" then Column BA (AMOUNT) and Column BB (TAXES) BOTH values will be convert based on selected Currency in (Column L). 2. If you choose "Partial Conversion" then Column BA (AMOUNT) only will be converted based on selected currency (Column L) and Column BB (TAXES) value (INR) will be added to the converted values.
Note on K235: gepadmin: 1. If you choose "Full Conversion" then Column BA (AMOUNT) and Column BB (TAXES) BOTH values will be convert based on selected Currency in (Column L). 2. If you choose "Partial Conversion" then Column BA (AMOUNT) only will be converted based on selected currency (Column L) and Column BB (TAXES) value (INR) will be added to the converted values.
Note on K239: gepadmin: 1. If you choose "Full Conversion" then Column BA (AMOUNT) and Column BB (TAXES) BOTH values will be convert based on selected Currency in (Column L). 2. If you choose "Partial Conversion" then Column BA (AMOUNT) only will be converted based on selected currency (Column L) and Column BB (TAXES) value (INR) will be added to the converted values.
Note on K158: gepadmin: 1. If you choose "Full Conversion" then Column BA (AMOUNT) and Column BB (TAXES) BOTH values will be convert based on selected Currency in (Column L). 2. If you choose "Partial Conversion" then Column BA (AMOUNT) only will be converted based on selected currency (Column L) and Column BB (TAXES) value (INR) will be added to the converted values.
Note on K154: gepadmin: 1. If you choose "Full Conversion" then Column BA (AMOUNT) and Column BB (TAXES) BOTH values will be convert based on selected Currency in (Column L). 2. If you choose "Partial Conversion" then Column BA (AMOUNT) only will be converted based on selected currency (Column L) and Column BB (TAXES) value (INR) will be added to the converted values.
Note on K146: gepadmin: 1. If you choose "Full Conversion" then Column BA (AMOUNT) and Column BB (TAXES) BOTH values will be convert based on selected Currency in (Column L). 2. If you choose "Partial Conversion" then Column BA (AMOUNT) only will be converted based on selected currency (Column L) and Column BB (TAXES) value (INR) will be added to the converted values.
Note on K141: gepadmin: 1. If you choose "Full Conversion" then Column BA (AMOUNT) and Column BB (TAXES) BOTH values will be convert based on selected Currency in (Column L). 2. If you choose "Partial Conversion" then Column BA (AMOUNT) only will be converted based on selected currency (Column L) and Column BB (TAXES) value (INR) will be added to the converted values.
Note on K135: gepadmin: 1. If you choose "Full Conversion" then Column BA (AMOUNT) and Column BB (TAXES) BOTH values will be convert based on selected Currency in (Column L). 2. If you choose "Partial Conversion" then Column BA (AMOUNT) only will be converted based on selected currency (Column L) and Column BB (TAXES) value (INR) will be added to the converted values.
Note on K139: gepadmin: 1. If you choose "Full Conversion" then Column BA (AMOUNT) and Column BB (TAXES) BOTH values will be convert based on selected Currency in (Column L). 2. If you choose "Partial Conversion" then Column BA (AMOUNT) only will be converted based on selected currency (Column L) and Column BB (TAXES) value (INR) will be added to the converted values.
Note on K169: gepadmin: 1. If you choose "Full Conversion" then Column BA (AMOUNT) and Column BB (TAXES) BOTH values will be convert based on selected Currency in (Column L). 2. If you choose "Partial Conversion" then Column BA (AMOUNT) only will be converted based on selected currency (Column L) and Column BB (TAXES) value (INR) will be added to the converted values.
Note on K171: gepadmin: 1. If you choose "Full Conversion" then Column BA (AMOUNT) and Column BB (TAXES) BOTH values will be convert based on selected Currency in (Column L). 2. If you choose "Partial Conversion" then Column BA (AMOUNT) only will be converted based on selected currency (Column L) and Column BB (TAXES) value (INR) will be added to the converted values.
Note on K173: gepadmin: 1. If you choose "Full Conversion" then Column BA (AMOUNT) and Column BB (TAXES) BOTH values will be convert based on selected Currency in (Column L). 2. If you choose "Partial Conversion" then Column BA (AMOUNT) only will be converted based on selected currency (Column L) and Column BB (TAXES) value (INR) will be added to the converted values.
Note on K228: gepadmin: 1. If you choose "Full Conversion" then Column BA (AMOUNT) and Column BB (TAXES) BOTH values will be convert based on selected Currency in (Column L). 2. If you choose "Partial Conversion" then Column BA (AMOUNT) only will be converted based on selected currency (Column L) and Column BB (TAXES) value (INR) will be added to the converted values.
Note on K220: gepadmin: 1. If you choose "Full Conversion" then Column BA (AMOUNT) and Column BB (TAXES) BOTH values will be convert based on selected Currency in (Column L). 2. If you choose "Partial Conversion" then Column BA (AMOUNT) only will be converted based on selected currency (Column L) and Column BB (TAXES) value (INR) will be added to the converted values.
Note on K231: gepadmin: 1. If you choose "Full Conversion" then Column BA (AMOUNT) and Column BB (TAXES) BOTH values will be convert based on selected Currency in (Column L). 2. If you choose "Partial Conversion" then Column BA (AMOUNT) only will be converted based on selected currency (Column L) and Column BB (TAXES) value (INR) will be added to the converted values.
Note on K238: gepadmin: 1. If you choose "Full Conversion" then Column BA (AMOUNT) and Column BB (TAXES) BOTH values will be convert based on selected Currency in (Column L). 2. If you choose "Partial Conversion" then Column BA (AMOUNT) only will be converted based on selected currency (Column L) and Column BB (TAXES) value (INR) will be added to the converted values.
Note on K240: gepadmin: 1. If you choose "Full Conversion" then Column BA (AMOUNT) and Column BB (TAXES) BOTH values will be convert based on selected Currency in (Column L). 2. If you choose "Partial Conversion" then Column BA (AMOUNT) only will be converted based on selected currency (Column L) and Column BB (TAXES) value (INR) will be added to the converted values.
Note on K242: gepadmin: 1. If you choose "Full Conversion" then Column BA (AMOUNT) and Column BB (TAXES) BOTH values will be convert based on selected Currency in (Column L). 2. If you choose "Partial Conversion" then Column BA (AMOUNT) only will be converted based on selected currency (Column L) and Column BB (TAXES) value (INR) will be added to the converted values.
Note on K234: gepadmin: 1. If you choose "Full Conversion" then Column BA (AMOUNT) and Column BB (TAXES) BOTH values will be convert based on selected Currency in (Column L). 2. If you choose "Partial Conversion" then Column BA (AMOUNT) only will be converted based on selected currency (Column L) and Column BB (TAXES) value (INR) will be added to the converted values.
Note on K244: gepadmin: 1. If you choose "Full Conversion" then Column BA (AMOUNT) and Column BB (TAXES) BOTH values will be convert based on selected Currency in (Column L). 2. If you choose "Partial Conversion" then Column BA (AMOUNT) only will be converted based on selected currency (Column L) and Column BB (TAXES) value (INR) will be added to the converted values.
Note on K174: gepadmin: 1. If you choose "Full Conversion" then Column BA (AMOUNT) and Column BB (TAXES) BOTH values will be convert based on selected Currency in (Column L). 2. If you choose "Partial Conversion" then Column BA (AMOUNT) only will be converted based on selected currency (Column L) and Column BB (TAXES) value (INR) will be added to the converted values.
Note on K177: gepadmin: 1. If you choose "Full Conversion" then Column BA (AMOUNT) and Column BB (TAXES) BOTH values will be convert based on selected Currency in (Column L). 2. If you choose "Partial Conversion" then Column BA (AMOUNT) only will be converted based on selected currency (Column L) and Column BB (TAXES) value (INR) will be added to the converted values.
Note on K179: gepadmin: 1. If you choose "Full Conversion" then Column BA (AMOUNT) and Column BB (TAXES) BOTH values will be convert based on selected Currency in (Column L). 2. If you choose "Partial Conversion" then Column BA (AMOUNT) only will be converted based on selected currency (Column L) and Column BB (TAXES) value (INR) will be added to the converted values.
Note on K182: gepadmin: 1. If you choose "Full Conversion" then Column BA (AMOUNT) and Column BB (TAXES) BOTH values will be convert based on selected Currency in (Column L). 2. If you choose "Partial Conversion" then Column BA (AMOUNT) only will be converted based on selected currency (Column L) and Column BB (TAXES) value (INR) will be added to the converted values.
Note on K184: gepadmin: 1. If you choose "Full Conversion" then Column BA (AMOUNT) and Column BB (TAXES) BOTH values will be convert based on selected Currency in (Column L). 2. If you choose "Partial Conversion" then Column BA (AMOUNT) only will be converted based on selected currency (Column L) and Column BB (TAXES) value (INR) will be added to the converted values.
Note on K186: gepadmin: 1. If you choose "Full Conversion" then Column BA (AMOUNT) and Column BB (TAXES) BOTH values will be convert based on selected Currency in (Column L). 2. If you choose "Partial Conversion" then Column BA (AMOUNT) only will be converted based on selected currency (Column L) and Column BB (TAXES) value (INR) will be added to the converted values.
Note on K187: gepadmin: 1. If you choose "Full Conversion" then Column BA (AMOUNT) and Column BB (TAXES) BOTH values will be convert based on selected Currency in (Column L). 2. If you choose "Partial Conversion" then Column BA (AMOUNT) only will be converted based on selected currency (Column L) and Column BB (TAXES) value (INR) will be added to the converted values.
Note on K188: gepadmin: 1. If you choose "Full Conversion" then Column BA (AMOUNT) and Column BB (TAXES) BOTH values will be convert based on selected Currency in (Column L). 2. If you choose "Partial Conversion" then Column BA (AMOUNT) only will be converted based on selected currency (Column L) and Column BB (TAXES) value (INR) will be added to the converted values.
Note on K190: gepadmin: 1. If you choose "Full Conversion" then Column BA (AMOUNT) and Column BB (TAXES) BOTH values will be convert based on selected Currency in (Column L). 2. If you choose "Partial Conversion" then Column BA (AMOUNT) only will be converted based on selected currency (Column L) and Column BB (TAXES) value (INR) will be added to the converted values.
Note on K191: gepadmin: 1. If you choose "Full Conversion" then Column BA (AMOUNT) and Column BB (TAXES) BOTH values will be convert based on selected Currency in (Column L). 2. If you choose "Partial Conversion" then Column BA (AMOUNT) only will be converted based on selected currency (Column L) and Column BB (TAXES) value (INR) will be added to the converted values.
Note on K193: gepadmin: 1. If you choose "Full Conversion" then Column BA (AMOUNT) and Column BB (TAXES) BOTH values will be convert based on selected Currency in (Column L). 2. If you choose "Partial Conversion" then Column BA (AMOUNT) only will be converted based on selected currency (Column L) and Column BB (TAXES) value (INR) will be added to the converted values.
Note on K194: gepadmin: 1. If you choose "Full Conversion" then Column BA (AMOUNT) and Column BB (TAXES) BOTH values will be convert based on selected Currency in (Column L). 2. If you choose "Partial Conversion" then Column BA (AMOUNT) only will be converted based on selected currency (Column L) and Column BB (TAXES) value (INR) will be added to the converted values.
Note on K196: gepadmin: 1. If you choose "Full Conversion" then Column BA (AMOUNT) and Column BB (TAXES) BOTH values will be convert based on selected Currency in (Column L). 2. If you choose "Partial Conversion" then Column BA (AMOUNT) only will be converted based on selected currency (Column L) and Column BB (TAXES) value (INR) will be added to the converted values.
Note on K199: gepadmin: 1. If you choose "Full Conversion" then Column BA (AMOUNT) and Column BB (TAXES) BOTH values will be convert based on selected Currency in (Column L). 2. If you choose "Partial Conversion" then Column BA (AMOUNT) only will be converted based on selected currency (Column L) and Column BB (TAXES) value (INR) will be added to the converted values.
Note on K201: gepadmin: 1. If you choose "Full Conversion" then Column BA (AMOUNT) and Column BB (TAXES) BOTH values will be convert based on selected Currency in (Column L). 2. If you choose "Partial Conversion" then Column BA (AMOUNT) only will be converted based on selected currency (Column L) and Column BB (TAXES) value (INR) will be added to the converted values.
Note on K203: gepadmin: 1. If you choose "Full Conversion" then Column BA (AMOUNT) and Column BB (TAXES) BOTH values will be convert based on selected Currency in (Column L). 2. If you choose "Partial Conversion" then Column BA (AMOUNT) only will be converted based on selected currency (Column L) and Column BB (TAXES) value (INR) will be added to the converted values.
Note on K204: gepadmin: 1. If you choose "Full Conversion" then Column BA (AMOUNT) and Column BB (TAXES) BOTH values will be convert based on selected Currency in (Column L). 2. If you choose "Partial Conversion" then Column BA (AMOUNT) only will be converted based on selected currency (Column L) and Column BB (TAXES) value (INR) will be added to the converted values.
Note on K206: gepadmin: 1. If you choose "Full Conversion" then Column BA (AMOUNT) and Column BB (TAXES) BOTH values will be convert based on selected Currency in (Column L). 2. If you choose "Partial Conversion" then Column BA (AMOUNT) only will be converted based on selected currency (Column L) and Column BB (TAXES) value (INR) will be added to the converted values.
Note on K208: gepadmin: 1. If you choose "Full Conversion" then Column BA (AMOUNT) and Column BB (TAXES) BOTH values will be convert based on selected Currency in (Column L). 2. If you choose "Partial Conversion" then Column BA (AMOUNT) only will be converted based on selected currency (Column L) and Column BB (TAXES) value (INR) will be added to the converted values.
Note on K210: gepadmin: 1. If you choose "Full Conversion" then Column BA (AMOUNT) and Column BB (TAXES) BOTH values will be convert based on selected Currency in (Column L). 2. If you choose "Partial Conversion" then Column BA (AMOUNT) only will be converted based on selected currency (Column L) and Column BB (TAXES) value (INR) will be added to the converted values.
Note on K211: gepadmin: 1. If you choose "Full Conversion" then Column BA (AMOUNT) and Column BB (TAXES) BOTH values will be convert based on selected Currency in (Column L). 2. If you choose "Partial Conversion" then Column BA (AMOUNT) only will be converted based on selected currency (Column L) and Column BB (TAXES) value (INR) will be added to the converted values.
Note on K213: gepadmin: 1. If you choose "Full Conversion" then Column BA (AMOUNT) and Column BB (TAXES) BOTH values will be convert based on selected Currency in (Column L). 2. If you choose "Partial Conversion" then Column BA (AMOUNT) only will be converted based on selected currency (Column L) and Column BB (TAXES) value (INR) will be added to the converted values.
Note on K214: gepadmin: 1. If you choose "Full Conversion" then Column BA (AMOUNT) and Column BB (TAXES) BOTH values will be convert based on selected Currency in (Column L). 2. If you choose "Partial Conversion" then Column BA (AMOUNT) only will be converted based on selected currency (Column L) and Column BB (TAXES) value (INR) will be added to the converted values.
Note on K218: gepadmin: 1. If you choose "Full Conversion" then Column BA (AMOUNT) and Column BB (TAXES) BOTH values will be convert based on selected Currency in (Column L). 2. If you choose "Partial Conversion" then Column BA (AMOUNT) only will be converted based on selected currency (Column L) and Column BB (TAXES) value (INR) will be added to the converted values.
Note on K15: gepadmin: 1. If you choose "Full Conversion" then Column BA (AMOUNT) and Column BB (TAXES) BOTH values will be convert based on selected Currency in (Column L). 2. If you choose "Partial Conversion" then Column BA (AMOUNT) only will be converted based on selected currency (Column L) and Column BB (TAXES) value (INR) will be added to the converted values.
Note on K131: gepadmin: 1. If you choose "Full Conversion" then Column BA (AMOUNT) and Column BB (TAXES) BOTH values will be convert based on selected Currency in (Column L). 2. If you choose "Partial Conversion" then Column BA (AMOUNT) only will be converted based on selected currency (Column L) and Column BB (TAXES) value (INR) will be added to the converted values.
Note on K134: gepadmin: 1. If you choose "Full Conversion" then Column BA (AMOUNT) and Column BB (TAXES) BOTH values will be convert based on selected Currency in (Column L). 2. If you choose "Partial Conversion" then Column BA (AMOUNT) only will be converted based on selected currency (Column L) and Column BB (TAXES) value (INR) will be added to the converted values.
Note on K136: gepadmin: 1. If you choose "Full Conversion" then Column BA (AMOUNT) and Column BB (TAXES) BOTH values will be convert based on selected Currency in (Column L). 2. If you choose "Partial Conversion" then Column BA (AMOUNT) only will be converted based on selected currency (Column L) and Column BB (TAXES) value (INR) will be added to the converted values.
Note on K137: gepadmin: 1. If you choose "Full Conversion" then Column BA (AMOUNT) and Column BB (TAXES) BOTH values will be convert based on selected Currency in (Column L). 2. If you choose "Partial Conversion" then Column BA (AMOUNT) only will be converted based on selected currency (Column L) and Column BB (TAXES) value (INR) will be added to the converted values.
Note on K143: gepadmin: 1. If you choose "Full Conversion" then Column BA (AMOUNT) and Column BB (TAXES) BOTH values will be convert based on selected Currency in (Column L). 2. If you choose "Partial Conversion" then Column BA (AMOUNT) only will be converted based on selected currency (Column L) and Column BB (TAXES) value (INR) will be added to the converted values.
Note on K145: gepadmin: 1. If you choose "Full Conversion" then Column BA (AMOUNT) and Column BB (TAXES) BOTH values will be convert based on selected Currency in (Column L). 2. If you choose "Partial Conversion" then Column BA (AMOUNT) only will be converted based on selected currency (Column L) and Column BB (TAXES) value (INR) will be added to the converted values.
Note on K148: gepadmin: 1. If you choose "Full Conversion" then Column BA (AMOUNT) and Column BB (TAXES) BOTH values will be convert based on selected Currency in (Column L). 2. If you choose "Partial Conversion" then Column BA (AMOUNT) only will be converted based on selected currency (Column L) and Column BB (TAXES) value (INR) will be added to the converted values.
Note on K151: gepadmin: 1. If you choose "Full Conversion" then Column BA (AMOUNT) and Column BB (TAXES) BOTH values will be convert based on selected Currency in (Column L). 2. If you choose "Partial Conversion" then Column BA (AMOUNT) only will be converted based on selected currency (Column L) and Column BB (TAXES) value (INR) will be added to the converted values.
Note on K153: gepadmin: 1. If you choose "Full Conversion" then Column BA (AMOUNT) and Column BB (TAXES) BOTH values will be convert based on selected Currency in (Column L). 2. If you choose "Partial Conversion" then Column BA (AMOUNT) only will be converted based on selected currency (Column L) and Column BB (TAXES) value (INR) will be added to the converted values.
Note on K155: gepadmin: 1. If you choose "Full Conversion" then Column BA (AMOUNT) and Column BB (TAXES) BOTH values will be convert based on selected Currency in (Column L). 2. If you choose "Partial Conversion" then Column BA (AMOUNT) only will be converted based on selected currency (Column L) and Column BB (TAXES) value (INR) will be added to the converted values.
Note on K157: gepadmin: 1. If you choose "Full Conversion" then Column BA (AMOUNT) and Column BB (TAXES) BOTH values will be convert based on selected Currency in (Column L). 2. If you choose "Partial Conversion" then Column BA (AMOUNT) only will be converted based on selected currency (Column L) and Column BB (TAXES) value (INR) will be added to the converted values.
Note on K161: gepadmin: 1. If you choose "Full Conversion" then Column BA (AMOUNT) and Column BB (TAXES) BOTH values will be convert based on selected Currency in (Column L). 2. If you choose "Partial Conversion" then Column BA (AMOUNT) only will be converted based on selected currency (Column L) and Column BB (TAXES) value (INR) will be added to the converted values.
Note on K163: gepadmin: 1. If you choose "Full Conversion" then Column BA (AMOUNT) and Column BB (TAXES) BOTH values will be convert based on selected Currency in (Column L). 2. If you choose "Partial Conversion" then Column BA (AMOUNT) only will be converted based on selected currency (Column L) and Column BB (TAXES) value (INR) will be added to the converted values.
Note on K166: gepadmin: 1. If you choose "Full Conversion" then Column BA (AMOUNT) and Column BB (TAXES) BOTH values will be convert based on selected Currency in (Column L). 2. If you choose "Partial Conversion" then Column BA (AMOUNT) only will be converted based on selected currency (Column L) and Column BB (TAXES) value (INR) will be added to the converted values.
Note on K224: gepadmin: 1. If you choose "Full Conversion" then Column BA (AMOUNT) and Column BB (TAXES) BOTH values will be convert based on selected Currency in (Column L). 2. If you choose "Partial Conversion" then Column BA (AMOUNT) only will be converted based on selected currency (Column L) and Column BB (TAXES) value (INR) will be added to the converted values.
Note on K226: gepadmin: 1. If you choose "Full Conversion" then Column BA (AMOUNT) and Column BB (TAXES) BOTH values will be convert based on selected Currency in (Column L). 2. If you choose "Partial Conversion" then Column BA (AMOUNT) only will be converted based on selected currency (Column L) and Column BB (TAXES) value (INR) will be added to the converted values.
Note on K229: gepadmin: 1. If you choose "Full Conversion" then Column BA (AMOUNT) and Column BB (TAXES) BOTH values will be convert based on selected Currency in (Column L). 2. If you choose "Partial Conversion" then Column BA (AMOUNT) only will be converted based on selected currency (Column L) and Column BB (TAXES) value (INR) will be added to the converted values.
Note on K230: gepadmin: 1. If you choose "Full Conversion" then Column BA (AMOUNT) and Column BB (TAXES) BOTH values will be convert based on selected Currency in (Column L). 2. If you choose "Partial Conversion" then Column BA (AMOUNT) only will be converted based on selected currency (Column L) and Column BB (TAXES) value (INR) will be added to the converted values.
Note on K232: gepadmin: 1. If you choose "Full Conversion" then Column BA (AMOUNT) and Column BB (TAXES) BOTH values will be convert based on selected Currency in (Column L). 2. If you choose "Partial Conversion" then Column BA (AMOUNT) only will be converted based on selected currency (Column L) and Column BB (TAXES) value (INR) will be added to the converted values.
Note on K233: gepadmin: 1. If you choose "Full Conversion" then Column BA (AMOUNT) and Column BB (TAXES) BOTH values will be convert based on selected Currency in (Column L). 2. If you choose "Partial Conversion" then Column BA (AMOUNT) only will be converted based on selected currency (Column L) and Column BB (TAXES) value (INR) will be added to the converted values.
Note on K236: gepadmin: 1. If you choose "Full Conversion" then Column BA (AMOUNT) and Column BB (TAXES) BOTH values will be convert based on selected Currency in (Column L). 2. If you choose "Partial Conversion" then Column BA (AMOUNT) only will be converted based on selected currency (Column L) and Column BB (TAXES) value (INR) will be added to the converted values.
Note on K237: gepadmin: 1. If you choose "Full Conversion" then Column BA (AMOUNT) and Column BB (TAXES) BOTH values will be convert based on selected Currency in (Column L). 2. If you choose "Partial Conversion" then Column BA (AMOUNT) only will be converted based on selected currency (Column L) and Column BB (TAXES) value (INR) will be added to the converted values.
Note on K241: gepadmin: 1. If you choose "Full Conversion" then Column BA (AMOUNT) and Column BB (TAXES) BOTH values will be convert based on selected Currency in (Column L). 2. If you choose "Partial Conversion" then Column BA (AMOUNT) only will be converted based on selected currency (Column L) and Column BB (TAXES) value (INR) will be added to the converted values.
Note on K243: gepadmin: 1. If you choose "Full Conversion" then Column BA (AMOUNT) and Column BB (TAXES) BOTH values will be convert based on selected Currency in (Column L). 2. If you choose "Partial Conversion" then Column BA (AMOUNT) only will be converted based on selected currency (Column L) and Column BB (TAXES) value (INR) will be added to the converted values.
Note on K245: gepadmin: 1. If you choose "Full Conversion" then Column BA (AMOUNT) and Column BB (TAXES) BOTH values will be convert based on selected Currency in (Column L). 2. If you choose "Partial Conversion" then Column BA (AMOUNT) only will be converted based on selected currency (Column L) and Column BB (TAXES) value (INR) will be added to the converted values.
Note on K18: gepadmin: 1. If you choose "Full Conversion" then Column BA (AMOUNT) and Column BB (TAXES) BOTH values will be convert based on selected Currency in (Column L). 2. If you choose "Partial Conversion" then Column BA (AMOUNT) only will be converted based on selected currency (Column L) and Column BB (TAXES) value (INR) will be added to the converted values.
Note on K20: gepadmin: 1. If you choose "Full Conversion" then Column BA (AMOUNT) and Column BB (TAXES) BOTH values will be convert based on selected Currency in (Column L). 2. If you choose "Partial Conversion" then Column BA (AMOUNT) only will be converted based on selected currency (Column L) and Column BB (TAXES) value (INR) will be added to the converted values.
Note on K21: gepadmin: 1. If you choose "Full Conversion" then Column BA (AMOUNT) and Column BB (TAXES) BOTH values will be convert based on selected Currency in (Column L). 2. If you choose "Partial Conversion" then Column BA (AMOUNT) only will be converted based on selected currency (Column L) and Column BB (TAXES) value (INR) will be added to the converted values.
Note on K24: gepadmin: 1. If you choose "Full Conversion" then Column BA (AMOUNT) and Column BB (TAXES) BOTH values will be convert based on selected Currency in (Column L). 2. If you choose "Partial Conversion" then Column BA (AMOUNT) only will be converted based on selected currency (Column L) and Column BB (TAXES) value (INR) will be added to the converted values.
Note on K25: gepadmin: 1. If you choose "Full Conversion" then Column BA (AMOUNT) and Column BB (TAXES) BOTH values will be convert based on selected Currency in (Column L). 2. If you choose "Partial Conversion" then Column BA (AMOUNT) only will be converted based on selected currency (Column L) and Column BB (TAXES) value (INR) will be added to the converted values.
Note on K27: gepadmin: 1. If you choose "Full Conversion" then Column BA (AMOUNT) and Column BB (TAXES) BOTH values will be convert based on selected Currency in (Column L). 2. If you choose "Partial Conversion" then Column BA (AMOUNT) only will be converted based on selected currency (Column L) and Column BB (TAXES) value (INR) will be added to the converted values.
Note on K28: gepadmin: 1. If you choose "Full Conversion" then Column BA (AMOUNT) and Column BB (TAXES) BOTH values will be convert based on selected Currency in (Column L). 2. If you choose "Partial Conversion" then Column BA (AMOUNT) only will be converted based on selected currency (Column L) and Column BB (TAXES) value (INR) will be added to the converted values.
Note on K29: gepadmin: 1. If you choose "Full Conversion" then Column BA (AMOUNT) and Column BB (TAXES) BOTH values will be convert based on selected Currency in (Column L). 2. If you choose "Partial Conversion" then Column BA (AMOUNT) only will be converted based on selected currency (Column L) and Column BB (TAXES) value (INR) will be added to the converted values.
Note on K30: gepadmin: 1. If you choose "Full Conversion" then Column BA (AMOUNT) and Column BB (TAXES) BOTH values will be convert based on selected Currency in (Column L). 2. If you choose "Partial Conversion" then Column BA (AMOUNT) only will be converted based on selected currency (Column L) and Column BB (TAXES) value (INR) will be added to the converted values.
Note on K31: gepadmin: 1. If you choose "Full Conversion" then Column BA (AMOUNT) and Column BB (TAXES) BOTH values will be convert based on selected Currency in (Column L). 2. If you choose "Partial Conversion" then Column BA (AMOUNT) only will be converted based on selected currency (Column L) and Column BB (TAXES) value (INR) will be added to the converted values.
Note on K33: gepadmin: 1. If you choose "Full Conversion" then Column BA (AMOUNT) and Column BB (TAXES) BOTH values will be convert based on selected Currency in (Column L). 2. If you choose "Partial Conversion" then Column BA (AMOUNT) only will be converted based on selected currency (Column L) and Column BB (TAXES) value (INR) will be added to the converted values.
Note on K35: gepadmin: 1. If you choose "Full Conversion" then Column BA (AMOUNT) and Column BB (TAXES) BOTH values will be convert based on selected Currency in (Column L). 2. If you choose "Partial Conversion" then Column BA (AMOUNT) only will be converted based on selected currency (Column L) and Column BB (TAXES) value (INR) will be added to the converted values.
Note on K36: gepadmin: 1. If you choose "Full Conversion" then Column BA (AMOUNT) and Column BB (TAXES) BOTH values will be convert based on selected Currency in (Column L). 2. If you choose "Partial Conversion" then Column BA (AMOUNT) only will be converted based on selected currency (Column L) and Column BB (TAXES) value (INR) will be added to the converted values.
Note on K39: gepadmin: 1. If you choose "Full Conversion" then Column BA (AMOUNT) and Column BB (TAXES) BOTH values will be convert based on selected Currency in (Column L). 2. If you choose "Partial Conversion" then Column BA (AMOUNT) only will be converted based on selected currency (Column L) and Column BB (TAXES) value (INR) will be added to the converted values.
Note on K41: gepadmin: 1. If you choose "Full Conversion" then Column BA (AMOUNT) and Column BB (TAXES) BOTH values will be convert based on selected Currency in (Column L). 2. If you choose "Partial Conversion" then Column BA (AMOUNT) only will be converted based on selected currency (Column L) and Column BB (TAXES) value (INR) will be added to the converted values.
Note on K43: gepadmin: 1. If you choose "Full Conversion" then Column BA (AMOUNT) and Column BB (TAXES) BOTH values will be convert based on selected Currency in (Column L). 2. If you choose "Partial Conversion" then Column BA (AMOUNT) only will be converted based on selected currency (Column L) and Column BB (TAXES) value (INR) will be added to the converted values.
Note on K44: gepadmin: 1. If you choose "Full Conversion" then Column BA (AMOUNT) and Column BB (TAXES) BOTH values will be convert based on selected Currency in (Column L). 2. If you choose "Partial Conversion" then Column BA (AMOUNT) only will be converted based on selected currency (Column L) and Column BB (TAXES) value (INR) will be added to the converted values.
Note on K48: gepadmin: 1. If you choose "Full Conversion" then Column BA (AMOUNT) and Column BB (TAXES) BOTH values will be convert based on selected Currency in (Column L). 2. If you choose "Partial Conversion" then Column BA (AMOUNT) only will be converted based on selected currency (Column L) and Column BB (TAXES) value (INR) will be added to the converted values.
Note on K49: gepadmin: 1. If you choose "Full Conversion" then Column BA (AMOUNT) and Column BB (TAXES) BOTH values will be convert based on selected Currency in (Column L). 2. If you choose "Partial Conversion" then Column BA (AMOUNT) only will be converted based on selected currency (Column L) and Column BB (TAXES) value (INR) will be added to the converted values.
Note on K53: gepadmin: 1. If you choose "Full Conversion" then Column BA (AMOUNT) and Column BB (TAXES) BOTH values will be convert based on selected Currency in (Column L). 2. If you choose "Partial Conversion" then Column BA (AMOUNT) only will be converted based on selected currency (Column L) and Column BB (TAXES) value (INR) will be added to the converted values.
Note on K55: gepadmin: 1. If you choose "Full Conversion" then Column BA (AMOUNT) and Column BB (TAXES) BOTH values will be convert based on selected Currency in (Column L). 2. If you choose "Partial Conversion" then Column BA (AMOUNT) only will be converted based on selected currency (Column L) and Column BB (TAXES) value (INR) will be added to the converted values.
Note on K57: gepadmin: 1. If you choose "Full Conversion" then Column BA (AMOUNT) and Column BB (TAXES) BOTH values will be convert based on selected Currency in (Column L). 2. If you choose "Partial Conversion" then Column BA (AMOUNT) only will be converted based on selected currency (Column L) and Column BB (TAXES) value (INR) will be added to the converted values.
Note on K58: gepadmin: 1. If you choose "Full Conversion" then Column BA (AMOUNT) and Column BB (TAXES) BOTH values will be convert based on selected Currency in (Column L). 2. If you choose "Partial Conversion" then Column BA (AMOUNT) only will be converted based on selected currency (Column L) and Column BB (TAXES) value (INR) will be added to the converted values.
Note on K60: gepadmin: 1. If you choose "Full Conversion" then Column BA (AMOUNT) and Column BB (TAXES) BOTH values will be convert based on selected Currency in (Column L). 2. If you choose "Partial Conversion" then Column BA (AMOUNT) only will be converted based on selected currency (Column L) and Column BB (TAXES) value (INR) will be added to the converted values.
Note on K62: gepadmin: 1. If you choose "Full Conversion" then Column BA (AMOUNT) and Column BB (TAXES) BOTH values will be convert based on selected Currency in (Column L). 2. If you choose "Partial Conversion" then Column BA (AMOUNT) only will be converted based on selected currency (Column L) and Column BB (TAXES) value (INR) will be added to the converted values.
Note on K64: gepadmin: 1. If you choose "Full Conversion" then Column BA (AMOUNT) and Column BB (TAXES) BOTH values will be convert based on selected Currency in (Column L). 2. If you choose "Partial Conversion" then Column BA (AMOUNT) only will be converted based on selected currency (Column L) and Column BB (TAXES) value (INR) will be added to the converted values.
Note on K66: gepadmin: 1. If you choose "Full Conversion" then Column BA (AMOUNT) and Column BB (TAXES) BOTH values will be convert based on selected Currency in (Column L). 2. If you choose "Partial Conversion" then Column BA (AMOUNT) only will be converted based on selected currency (Column L) and Column BB (TAXES) value (INR) will be added to the converted values.
Note on K68: gepadmin: 1. If you choose "Full Conversion" then Column BA (AMOUNT) and Column BB (TAXES) BOTH values will be convert based on selected Currency in (Column L). 2. If you choose "Partial Conversion" then Column BA (AMOUNT) only will be converted based on selected currency (Column L) and Column BB (TAXES) value (INR) will be added to the converted values.
Note on K70: gepadmin: 1. If you choose "Full Conversion" then Column BA (AMOUNT) and Column BB (TAXES) BOTH values will be convert based on selected Currency in (Column L). 2. If you choose "Partial Conversion" then Column BA (AMOUNT) only will be converted based on selected currency (Column L) and Column BB (TAXES) value (INR) will be added to the converted values.
Note on K72: gepadmin: 1. If you choose "Full Conversion" then Column BA (AMOUNT) and Column BB (TAXES) BOTH values will be convert based on selected Currency in (Column L). 2. If you choose "Partial Conversion" then Column BA (AMOUNT) only will be converted based on selected currency (Column L) and Column BB (TAXES) value (INR) will be added to the converted values.
Note on K74: gepadmin: 1. If you choose "Full Conversion" then Column BA (AMOUNT) and Column BB (TAXES) BOTH values will be convert based on selected Currency in (Column L). 2. If you choose "Partial Conversion" then Column BA (AMOUNT) only will be converted based on selected currency (Column L) and Column BB (TAXES) value (INR) will be added to the converted values.
Note on K77: gepadmin: 1. If you choose "Full Conversion" then Column BA (AMOUNT) and Column BB (TAXES) BOTH values will be convert based on selected Currency in (Column L). 2. If you choose "Partial Conversion" then Column BA (AMOUNT) only will be converted based on selected currency (Column L) and Column BB (TAXES) value (INR) will be added to the converted values.
Note on K79: gepadmin: 1. If you choose "Full Conversion" then Column BA (AMOUNT) and Column BB (TAXES) BOTH values will be convert based on selected Currency in (Column L). 2. If you choose "Partial Conversion" then Column BA (AMOUNT) only will be converted based on selected currency (Column L) and Column BB (TAXES) value (INR) will be added to the converted values.
Note on K81: gepadmin: 1. If you choose "Full Conversion" then Column BA (AMOUNT) and Column BB (TAXES) BOTH values will be convert based on selected Currency in (Column L). 2. If you choose "Partial Conversion" then Column BA (AMOUNT) only will be converted based on selected currency (Column L) and Column BB (TAXES) value (INR) will be added to the converted values.
Note on K83: gepadmin: 1. If you choose "Full Conversion" then Column BA (AMOUNT) and Column BB (TAXES) BOTH values will be convert based on selected Currency in (Column L). 2. If you choose "Partial Conversion" then Column BA (AMOUNT) only will be converted based on selected currency (Column L) and Column BB (TAXES) value (INR) will be added to the converted values.
Note on K84: gepadmin: 1. If you choose "Full Conversion" then Column BA (AMOUNT) and Column BB (TAXES) BOTH values will be convert based on selected Currency in (Column L). 2. If you choose "Partial Conversion" then Column BA (AMOUNT) only will be converted based on selected currency (Column L) and Column BB (TAXES) value (INR) will be added to the converted values.
Note on K87: gepadmin: 1. If you choose "Full Conversion" then Column BA (AMOUNT) and Column BB (TAXES) BOTH values will be convert based on selected Currency in (Column L). 2. If you choose "Partial Conversion" then Column BA (AMOUNT) only will be converted based on selected currency (Column L) and Column BB (TAXES) value (INR) will be added to the converted values.
Note on K89: gepadmin: 1. If you choose "Full Conversion" then Column BA (AMOUNT) and Column BB (TAXES) BOTH values will be convert based on selected Currency in (Column L). 2. If you choose "Partial Conversion" then Column BA (AMOUNT) only will be converted based on selected currency (Column L) and Column BB (TAXES) value (INR) will be added to the converted values.
Note on K91: gepadmin: 1. If you choose "Full Conversion" then Column BA (AMOUNT) and Column BB (TAXES) BOTH values will be convert based on selected Currency in (Column L). 2. If you choose "Partial Conversion" then Column BA (AMOUNT) only will be converted based on selected currency (Column L) and Column BB (TAXES) value (INR) will be added to the converted values.
Note on K93: gepadmin: 1. If you choose "Full Conversion" then Column BA (AMOUNT) and Column BB (TAXES) BOTH values will be convert based on selected Currency in (Column L). 2. If you choose "Partial Conversion" then Column BA (AMOUNT) only will be converted based on selected currency (Column L) and Column BB (TAXES) value (INR) will be added to the converted values.
Note on K95: gepadmin: 1. If you choose "Full Conversion" then Column BA (AMOUNT) and Column BB (TAXES) BOTH values will be convert based on selected Currency in (Column L). 2. If you choose "Partial Conversion" then Column BA (AMOUNT) only will be converted based on selected currency (Column L) and Column BB (TAXES) value (INR) will be added to the converted values.
Note on K98: gepadmin: 1. If you choose "Full Conversion" then Column BA (AMOUNT) and Column BB (TAXES) BOTH values will be convert based on selected Currency in (Column L). 2. If you choose "Partial Conversion" then Column BA (AMOUNT) only will be converted based on selected currency (Column L) and Column BB (TAXES) value (INR) will be added to the converted values.
Note on K100: gepadmin: 1. If you choose "Full Conversion" then Column BA (AMOUNT) and Column BB (TAXES) BOTH values will be convert based on selected Currency in (Column L). 2. If you choose "Partial Conversion" then Column BA (AMOUNT) only will be converted based on selected currency (Column L) and Column BB (TAXES) value (INR) will be added to the converted values.
Note on K102: gepadmin: 1. If you choose "Full Conversion" then Column BA (AMOUNT) and Column BB (TAXES) BOTH values will be convert based on selected Currency in (Column L). 2. If you choose "Partial Conversion" then Column BA (AMOUNT) only will be converted based on selected currency (Column L) and Column BB (TAXES) value (INR) will be added to the converted values.
Note on K104: gepadmin: 1. If you choose "Full Conversion" then Column BA (AMOUNT) and Column BB (TAXES) BOTH values will be convert based on selected Currency in (Column L). 2. If you choose "Partial Conversion" then Column BA (AMOUNT) only will be converted based on selected currency (Column L) and Column BB (TAXES) value (INR) will be added to the converted values.
Note on K106: gepadmin: 1. If you choose "Full Conversion" then Column BA (AMOUNT) and Column BB (TAXES) BOTH values will be convert based on selected Currency in (Column L). 2. If you choose "Partial Conversion" then Column BA (AMOUNT) only will be converted based on selected currency (Column L) and Column BB (TAXES) value (INR) will be added to the converted values.
Note on K108: gepadmin: 1. If you choose "Full Conversion" then Column BA (AMOUNT) and Column BB (TAXES) BOTH values will be convert based on selected Currency in (Column L). 2. If you choose "Partial Conversion" then Column BA (AMOUNT) only will be converted based on selected currency (Column L) and Column BB (TAXES) value (INR) will be added to the converted values.
Note on K110: gepadmin: 1. If you choose "Full Conversion" then Column BA (AMOUNT) and Column BB (TAXES) BOTH values will be convert based on selected Currency in (Column L). 2. If you choose "Partial Conversion" then Column BA (AMOUNT) only will be converted based on selected currency (Column L) and Column BB (TAXES) value (INR) will be added to the converted values.
Note on K112: gepadmin: 1. If you choose "Full Conversion" then Column BA (AMOUNT) and Column BB (TAXES) BOTH values will be convert based on selected Currency in (Column L). 2. If you choose "Partial Conversion" then Column BA (AMOUNT) only will be converted based on selected currency (Column L) and Column BB (TAXES) value (INR) will be added to the converted values.
Note on K114: gepadmin: 1. If you choose "Full Conversion" then Column BA (AMOUNT) and Column BB (TAXES) BOTH values will be convert based on selected Currency in (Column L). 2. If you choose "Partial Conversion" then Column BA (AMOUNT) only will be converted based on selected currency (Column L) and Column BB (TAXES) value (INR) will be added to the converted values.
Note on K115: gepadmin: 1. If you choose "Full Conversion" then Column BA (AMOUNT) and Column BB (TAXES) BOTH values will be convert based on selected Currency in (Column L). 2. If you choose "Partial Conversion" then Column BA (AMOUNT) only will be converted based on selected currency (Column L) and Column BB (TAXES) value (INR) will be added to the converted values.
Note on K117: gepadmin: 1. If you choose "Full Conversion" then Column BA (AMOUNT) and Column BB (TAXES) BOTH values will be convert based on selected Currency in (Column L). 2. If you choose "Partial Conversion" then Column BA (AMOUNT) only will be converted based on selected currency (Column L) and Column BB (TAXES) value (INR) will be added to the converted values.
Note on K118: gepadmin: 1. If you choose "Full Conversion" then Column BA (AMOUNT) and Column BB (TAXES) BOTH values will be convert based on selected Currency in (Column L). 2. If you choose "Partial Conversion" then Column BA (AMOUNT) only will be converted based on selected currency (Column L) and Column BB (TAXES) value (INR) will be added to the converted values.
Note on K120: gepadmin: 1. If you choose "Full Conversion" then Column BA (AMOUNT) and Column BB (TAXES) BOTH values will be convert based on selected Currency in (Column L). 2. If you choose "Partial Conversion" then Column BA (AMOUNT) only will be converted based on selected currency (Column L) and Column BB (TAXES) value (INR) will be added to the converted values.
Note on K121: gepadmin: 1. If you choose "Full Conversion" then Column BA (AMOUNT) and Column BB (TAXES) BOTH values will be convert based on selected Currency in (Column L). 2. If you choose "Partial Conversion" then Column BA (AMOUNT) only will be converted based on selected currency (Column L) and Column BB (TAXES) value (INR) will be added to the converted values.
Note on K123: gepadmin: 1. If you choose "Full Conversion" then Column BA (AMOUNT) and Column BB (TAXES) BOTH values will be convert based on selected Currency in (Column L). 2. If you choose "Partial Conversion" then Column BA (AMOUNT) only will be converted based on selected currency (Column L) and Column BB (TAXES) value (INR) will be added to the converted values.
Note on K126: gepadmin: 1. If you choose "Full Conversion" then Column BA (AMOUNT) and Column BB (TAXES) BOTH values will be convert based on selected Currency in (Column L). 2. If you choose "Partial Conversion" then Column BA (AMOUNT) only will be converted based on selected currency (Column L) and Column BB (TAXES) value (INR) will be added to the converted values.
Note on K128: gepadmin: 1. If you choose "Full Conversion" then Column BA (AMOUNT) and Column BB (TAXES) BOTH values will be convert based on selected Currency in (Column L). 2. If you choose "Partial Conversion" then Column BA (AMOUNT) only will be converted based on selected currency (Column L) and Column BB (TAXES) value (INR) will be added to the converted values.
Note on K129: gepadmin: 1. If you choose "Full Conversion" then Column BA (AMOUNT) and Column BB (TAXES) BOTH values will be convert based on selected Currency in (Column L). 2. If you choose "Partial Conversion" then Column BA (AMOUNT) only will be converted based on selected currency (Column L) and Column BB (TAXES) value (INR) will be added to the converted values.

## Macros
Please Enable Macros to View BoQ information