## BoQ1 (hidden)
Percentage BoQ
BoQ_Ver3.0 | Percentage | Normal | INR Only | INR
Select, At Par, Excess (+), Less (-) |  | IOCL
Tender Inviting Authority: Executive Engineer, IWD, IIT Kanpur
Name of Work: Annual zonal maintenance work contract for petty domestic air conditioning and refrigeration works in and outside of academic area beyond AMC scope of works.
Contract No: 15/AC/EE/2025
Name of the Bidder/ Bidding Firm / Company :
PRICE SCHEDULE (This BOQ template must not be modified/replaced by the bidder and the same should be uploaded after filling the relevent columns, else the bidder is liable to be rejected for this tender. Bidders are allowed to enter the Bidder Name and Values only )
NUMBER # | TEXT # | TEXT # | NUMBER # | TEXT # | NUMBER | NUMBER | TEXT | TEXT # | NUMBER # | TEXT# | TEXT # | NUMBER # | NUMBER | NUMBER | NUMBER | NUMBER | TEXT | TEXT | NUMBER | NUMBER | NUMBER | NUMBER | TEXT | TEXT | NUMBER | NUMBER | NUMBER | NUMBER | TEXT | TEXT | NUMBER | NUMBER | NUMBER | NUMBER | TEXT | TEXT | NUMBER | NUMBER | NUMBER | NUMBER | TEXT | TEXT | NUMBER | NUMBER | NUMBER # | NUMBER # | TEXT | TEXT | NUMBER # | NUMBER # | DATE | NUMBER # | NUMBER # | TEXT #
Sl. No. | Item Description | Item Code / Make | Quantity | Units | Estimated Rate in Rs. P |  |  | Addition / Deduction | Addition / Deduction Values | Currency Convertion against each Item | Quoted Currency in INR / Other Currency | BASIC RATE In Figures To be entered by the Bidder Rs. P | Excise Duty | VAT | Freight Charges ( Unloading & Stacking) | Any Other Taxes/Duties/Levies |  |  | Other Taxes 2 | IIIrd Party i.e DGS&D / RITES etc Inspection Charges @0.34%+Service Tax | Less for Cenvat Credit,if any respect of Supplies Under full Excise Duty Category | [30 empty] | TOTAL AMOUNT Without Taxes in Rs. P | TOTAL AMOUNT With Taxes | TOTAL AMOUNT In Words
1 | 2 | 3 | 3 | 4 | 5 | 7 | 8 | 9 | 10 | 11 | 12 | 13 | 14 | 15 | 16 | 17 | 18 | 19 | 20 | 21 | 22 | 23 | 24 | 25 | 26 | 27 | 28 | 29 | 30 | 31 | 32 | 33 | 34 | 35 | 36 | 37 | 38 | 39 | 40 | 41 | 42 | 43 | 44 | 45 | 46 | 47 | 48 | 49 | 50 | 51 | 52 | 6 | 54 | 7
1 | Supplying, fixing, testing & commissioning of company repaired compressor of following capacity i/c. dismantling of defective compressor of following make Kirloskar/ Tecum/ carrier/ Hitachi. | item1 | [52 empty] | 1 | Construction of chamber for 100mm sluices valve | item1 | 10 | 1 Nos
1.1 | 1.0 TR capacity | item2 | 1 | Nos. | 7108 |  |  | Excess(+) | 1 | Full Conversion | INR | [40 empty] | #VALUE! | #VALUE! | #VALUE! | 1.01 | Supplying, Conveying and fixing spls. Including eart | item1 | 123.223 | Nos
1.2 | 1.5 TR capacity | item3 | 1 | Nos. | 8212 |  |  | Excess(+) | 1 | Full Conversion | INR | [40 empty] | #VALUE! | #VALUE! | #VALUE! | 1.02 | Construction of chamber for 100mm sluice plates | item2 | 213 | Nos
1.3 | 2.0 TR capacity | item4 | 1 | Nos. | 9025 |  |  | Excess(+) | 1 | Full Conversion | INR | [40 empty] | #VALUE! | #VALUE! | #VALUE! | 2 | Construction of chamber for 100mm sluices valve | item3 | 10 | Nos
2 | Supplying,fixing,testing & commissioning of new compressor of following capacity i/c. dismantling of defective compressor (returnable to the supplier on rebate basis)of following make Kirloskar/ Tecum/ carrier/ Hitachi. | item5 | [52 empty] | 3 | Supplying, Conveying and fixing spls. Including ea | item4 | 10 | Nos
2.1 | 1.0 TR capacity | item6 | 1 | Nos. | 15552 |  |  | Excess(+) | 1 | Full Conversion | INR | [40 empty] | #VALUE! | #VALUE! | #VALUE! | 1.01 | Supplying, Conveying and fixing spls. Including eart | item1 | 123.223 | Nos
2.2 | 1.5 TR capacity | item7 | 1 | Nos. | 16429 |  |  | Excess(+) | 1 | Full Conversion | INR | [40 empty] | #VALUE! | #VALUE! | #VALUE! | 1.02 | Construction of chamber for 100mm sluice plates | item2 | 213 | Nos
2.3 | 2.0 TR capacity | item8 | 1 | Nos. | 19033 |  |  | Excess(+) | 1 | Full Conversion | INR | [40 empty] | #VALUE! | #VALUE! | #VALUE! | 2 | Construction of chamber for 100mm sluices valve | item3 | 10 | Nos
3 | Supplying,fixing,testing& commissioning of new rotary compressor of following capacity after dismantling of defective compressor (returnable to the supplier against rebate) of following make Tecum/ Hitachi/Mitsubishi/ Samsung . | item9 | [52 empty] | 3 | Supplying, Conveying and fixing spls. Including ea | item4 | 10 | Nos
3.1 | 1.0 TR capacity | item10 | 1 | Nos. | 10151 |  |  | Excess(+) | 1 | Full Conversion | INR | [40 empty] | #VALUE! | #VALUE! | #VALUE! | 1.01 | Supplying, Conveying and fixing spls. Including eart | item1 | 123.223 | Nos
3.2 | 1.5 TR capacity | item11 | 1 | Nos. | 10471 |  |  | Excess(+) | 1 | Full Conversion | INR | [40 empty] | #VALUE! | #VALUE! | #VALUE! | 1.02 | Construction of chamber for 100mm sluice plates | item2 | 213 | Nos
3.3 | 2.0 TR capacity | item12 | 1 | Nos. | 11890 |  |  | Excess(+) | 1 | Full Conversion | INR | [40 empty] | #VALUE! | #VALUE! | #VALUE! | 2 | Construction of chamber for 100mm sluices valve | item3 | 10 | Nos
4 | Supplying, fixing, testing & commissioning of new compressor of 1/ 3 TR capacity to the existing unit after dismantling the defective compressor (returnable to the supplier against rebate) of following make. | item13 | [52 empty] | 1.01 | Supplying, Conveying and fixing spls. Including eart | item1 | 123.223 | Nos
4.1 | Tecumseh | item14 | 1 | Nos. | 9180 |  |  | Excess(+) | 1 | Full Conversion | INR | [40 empty] | #VALUE! | #VALUE! | #VALUE! | 1.02 | Construction of chamber for 100mm sluice plates | item2 | 213 | Nos
4.2 | Emerson | item15 | 1 | Nos. | 9180 |  |  | Excess(+) | 1 | Full Conversion | INR | [40 empty] | #VALUE! | #VALUE! | #VALUE! | 2 | Construction of chamber for 100mm sluices valve | item3 | 10 | Nos
5 | Supplying ,Fixing,testing & commissioning of new compressor of 1/ 6 TR capacity to the existing unit after dismantling the defective compressor (returnable to the supplier against rebate) of following make. | item16 | [52 empty] | 3 | Supplying, Conveying and fixing spls. Including ea | item4 | 10 | Nos
5.1 | Tecumseh | item17 | 1 | Nos. | 4325 |  |  | Excess(+) | 1 | Full Conversion | INR | [40 empty] | #VALUE! | #VALUE! | #VALUE! | 1.02 | Construction of chamber for 100mm sluice plates | item2 | 213 | Nos
5.2 | Kirloskar | item18 | 1 | Nos. | 4383 |  |  | Excess(+) | 1 | Full Conversion | INR | [40 empty] | #VALUE! | #VALUE! | #VALUE! | 2 | Construction of chamber for 100mm sluices valve | item3 | 10 | Nos
5.3 | Godrej | item19 | 1 | Nos. | 4171 |  |  | Excess(+) | 1 | Full Conversion | INR | [40 empty] | #VALUE! | #VALUE! | #VALUE! | 3 | Supplying, Conveying and fixing spls. Including ea | item4 | 10 | Nos
5.4 | BPL | item20 | 1 | Nos. | 4360 |  |  | Excess(+) | 1 | Full Conversion | INR | [40 empty] | #VALUE! | #VALUE! | #VALUE! | 1.01 | Supplying, Conveying and fixing spls. Including eart | item1 | 123.223 | Nos
5.5 | Whirlpool | item21 | 1 | Nos. | 4615 |  |  | Excess(+) | 1 | Full Conversion | INR | [40 empty] | #VALUE! | #VALUE! | #VALUE! | 1.02 | Construction of chamber for 100mm sluice plates | item2 | 213 | Nos
6 | Supplying, fixing, testing & commissioning of new compressor of 1/ 8 TR capacity to the existing unit after dismantling the defective compressor (returnable to the supplier against rebate) of following make. | item22 | [52 empty] | 2 | Construction of chamber for 100mm sluices valve | item3 | 10 | Nos
6.1 | Tecumseh | item23 | 1 | Nos. | 4738 |  |  | Excess(+) | 1 | Full Conversion | INR | [40 empty] | #VALUE! | #VALUE! | #VALUE! | 3 | Supplying, Conveying and fixing spls. Including ea | item4 | 10 | Nos
6.2 | Kirloskar | item24 | 1 | Nos. | 4808 |  |  | Excess(+) | 1 | Full Conversion | INR | [40 empty] | #VALUE! | #VALUE! | #VALUE! | 1.01 | Supplying, Conveying and fixing spls. Including eart | item1 | 123.223 | Nos
6.3 | Godrej | item25 | 1 | Nos. | 4715 |  |  | Excess(+) | 1 | Full Conversion | INR | [40 empty] | #VALUE! | #VALUE! | #VALUE! | 1.02 | Construction of chamber for 100mm sluice plates | item2 | 213 | Nos
6.4 | BPL | item26 | 1 | Nos. | 4715 |  |  | Excess(+) | 1 | Full Conversion | INR | [40 empty] | #VALUE! | #VALUE! | #VALUE! | 2 | Construction of chamber for 100mm sluices valve | item3 | 10 | Nos
6.5 | Whirlpool | item27 | 1 | Nos. | 4744 |  |  | Excess(+) | 1 | Full Conversion | INR | [40 empty] | #VALUE! | #VALUE! | #VALUE! | 1.01 | Supplying, Conveying and fixing spls. Including eart | item1 | 123.223 | Nos
7 | Supplying, fixing, testing & commissioning of company repaired compressor of 1/ 3 TR capacity (On exchange basis) to the existing unit of following make ,i/c dismantling of defective compressor . | item28 | [52 empty] | 1.02 | Construction of chamber for 100mm sluice plates | item2 | 213 | Nos
7.1 | Tecumseh | item29 | 1 | Nos. | 7457 |  |  | Excess(+) | 1 | Full Conversion | INR | [40 empty] | #VALUE! | #VALUE! | #VALUE! | 2 | Construction of chamber for 100mm sluices valve | item3 | 10 | Nos
7.2 | Kirloskar | item30 | 1 | Nos. | 7457 |  |  | Excess(+) | 1 | Full Conversion | INR | [40 empty] | #VALUE! | #VALUE! | #VALUE! | 3 | Supplying, Conveying and fixing spls. Including ea | item4 | 10 | Nos
8 | Supplying, fixing, testing & commissioning of company repaired compressor of 1/6 TR capacity (On exchange basis) to the existing unit of following make i/c dismantling of defective compressor . | item31 | [52 empty] | 1.02 | Construction of chamber for 100mm sluice plates | item2 | 213 | Nos
8.1 | Tecumseh | item32 | 1 | Nos. | 4332 |  |  | Excess(+) | 1 | Full Conversion | INR | [40 empty] | #VALUE! | #VALUE! | #VALUE! | 2 | Construction of chamber for 100mm sluices valve | item3 | 10 | Nos
8.2 | Kirloskar | item33 | 1 | Nos. | 4390 |  |  | Excess(+) | 1 | Full Conversion | INR | [40 empty] | #VALUE! | #VALUE! | #VALUE! | 3 | Supplying, Conveying and fixing spls. Including ea | item4 | 10 | Nos
8.3 | Godrej | item34 | 1 | Nos. | 4321 |  |  | Excess(+) | 1 | Full Conversion | INR | [40 empty] | #VALUE! | #VALUE! | #VALUE! | 1.01 | Supplying, Conveying and fixing spls. Including eart | item1 | 123.223 | Nos
8.4 | BPL | item35 | 1 | Nos. | 4356 |  |  | Excess(+) | 1 | Full Conversion | INR | [40 empty] | #VALUE! | #VALUE! | #VALUE! | 1.02 | Construction of chamber for 100mm sluice plates | item2 | 213 | Nos
8.5 | Whirlpool | item36 | 1 | Nos. | 4356 |  |  | Excess(+) | 1 | Full Conversion | INR | [40 empty] | #VALUE! | #VALUE! | #VALUE! | 2 | Construction of chamber for 100mm sluices valve | item3 | 10 | Nos
9 | Supplying, fixing, testing & commissioning of company repaired compressor of 1/8 TR capacity (On exchange basis) to the existing unit of following make i/c dismantling of defective compressor . | item37 | [52 empty] | 3 | Supplying, Conveying and fixing spls. Including ea | item4 | 10 | Nos
9.1 | Tecumseh | item38 | 1 | Nos. | 4158 |  |  | Excess(+) | 1 | Full Conversion | INR | [40 empty] | #VALUE! | #VALUE! | #VALUE! | 1.01 | Supplying, Conveying and fixing spls. Including eart | item1 | 123.223 | Nos
9.2 | Kirloskar | item39 | 1 | Nos. | 4855 |  |  | Excess(+) | 1 | Full Conversion | INR | [40 empty] | #VALUE! | #VALUE! | #VALUE! | 1.02 | Construction of chamber for 100mm sluice plates | item2 | 213 | Nos
9.3 | Godrej | item40 | 1 | Nos. | 4239 |  |  | Excess(+) | 1 | Full Conversion | INR | [40 empty] | #VALUE! | #VALUE! | #VALUE! | 2 | Construction of chamber for 100mm sluices valve | item3 | 10 | Nos
9.4 | BPL | item41 | 1 | Nos. | 4216 |  |  | Excess(+) | 1 | Full Conversion | INR | [40 empty] | #VALUE! | #VALUE! | #VALUE! | 1.01 | Supplying, Conveying and fixing spls. Including eart | item1 | 123.223 | Nos
9.5 | Whirlpool | item42 | 1 | Nos. | 4228 |  |  | Excess(+) | 1 | Full Conversion | INR | [40 empty] | #VALUE! | #VALUE! | #VALUE! | 1.02 | Construction of chamber for 100mm sluice plates | item2 | 213 | Nos
10 | Supply, fixing, connecting, testing & commissioning of new fan motor in window ac's of following capacity. | item43 | [52 empty] | 2 | Construction of chamber for 100mm sluices valve | item3 | 10 | Nos
10.1 | Wind.ac.,1.0TR | item44 | 1 | Nos. | 3270 |  |  | Excess(+) | 1 | Full Conversion | INR | [40 empty] | #VALUE! | #VALUE! | #VALUE! | 3 | Supplying, Conveying and fixing spls. Including ea | item4 | 10 | Nos
10.2 | Wind.ac., 1.5 TR | item45 | 1 | Nos. | 3734 |  |  | Excess(+) | 1 | Full Conversion | INR | [40 empty] | #VALUE! | #VALUE! | #VALUE! | 1.02 | Construction of chamber for 100mm sluice plates | item2 | 213 | Nos
10.3 | Wind.ac. 2.0TR | item46 | 1 | Nos. | 4292 |  |  | Excess(+) | 1 | Full Conversion | INR | [40 empty] | #VALUE! | #VALUE! | #VALUE! | 2 | Construction of chamber for 100mm sluices valve | item3 | 10 | Nos
11 | Supply, fixing, testing & commissioning of new fan motor of 1/5 H.P. I/c. blade and blower in window type air conditioner with connection as reqd. (make- Crompton Greaves). | item47 | 1 | Nos. | 5302 |  |  | Excess(+) | 1 | Full Conversion | INR | [40 empty] | #VALUE! | #VALUE! | #VALUE! | 3 | Supplying, Conveying and fixing spls. Including ea | item4 | 10 | Nos
12 | Rewinding of existing condenser fan motor of window type air-conditioner of following capacity, with super enamelled cu-wire of approved make, i/c dismantling & fixing of motor to the existing unit as reqd. (complete). | item48 | [52 empty] | 1.01 | Supplying, Conveying and fixing spls. Including eart | item1 | 123.223 | Nos
12.1 | Wind.ac.,1.0TR | item49 | 1 | Nos. | 990 |  |  | Excess(+) | 1 | Full Conversion | INR | [40 empty] | #VALUE! | #VALUE! | #VALUE! | 1.02 | Construction of chamber for 100mm sluice plates | item2 | 213 | Nos
12.2 | Wind.ac., 1.5 TR | item50 | 1 | Nos. | 1026 |  |  | Excess(+) | 1 | Full Conversion | INR | [40 empty] | #VALUE! | #VALUE! | #VALUE! | 2 | Construction of chamber for 100mm sluices valve | item3 | 10 | Nos
12.3 | Wind.ac. 2.0TR | item51 | 1 | Nos. | 1097 |  |  | Excess(+) | 1 | Full Conversion | INR | [40 empty] | #VALUE! | #VALUE! | #VALUE! | 3 | Supplying, Conveying and fixing spls. Including ea | item4 | 10 | Nos
13 | Supply and fixing rubber gromet with mounting clip for fan of air conditioner i/c. removing of defective gromets as reqd.(complete). | item52 | 5 | Nos. | 195 |  |  | Excess(+) | 1 | Full Conversion | INR | [40 empty] | #VALUE! | #VALUE! | #VALUE! | 1.01 | Supplying, Conveying and fixing spls. Including eart | item1 | 123.223 | Nos
14 | Supply & fixing bushes of MSP make to the fan motor of window/split AC's of following capacity. | item53 | [52 empty] | 1.02 | Construction of chamber for 100mm sluice plates | item2 | 213 | Nos
14.1 | 1.0 to 2.0 TR Capacity | item54 | 1 | Sets | 346 |  |  | Excess(+) | 1 | Full Conversion | INR | [40 empty] | #VALUE! | #VALUE! | #VALUE! | 2 | Construction of chamber for 100mm sluices valve | item3 | 10 | Nos
14.2 | Water Cooler/Cold Room | item55 | 1 | Sets | 287 |  |  | Excess(+) | 1 | Full Conversion | INR | [40 empty] | #VALUE! | #VALUE! | #VALUE! | 1.01 | Supplying, Conveying and fixing spls. Including eart | item1 | 123.223 | Nos
15 | Supply, fixing, connecting & testing of unit after fixing paper capacitor of following capacity, 440 volts, Make- EPCOS/ seatron/sharda/ uptron/ Keil as reqd. | item56 | [52 empty] | 1.02 | Construction of chamber for 100mm sluice plates | item2 | 213 | Nos
15.1 | Capacitor 4mfd | item57 | 3 | Nos. | 161 |  |  | Excess(+) | 1 | Full Conversion | INR | [40 empty] | #VALUE! | #VALUE! | #VALUE! | 2 | Construction of chamber for 100mm sluices valve | item3 | 10 | Nos
15.2 | Capacitor 6mfd | item58 | 3 | Nos. | 172 |  |  | Excess(+) | 1 | Full Conversion | INR | [40 empty] | #VALUE! | #VALUE! | #VALUE! | 3 | Supplying, Conveying and fixing spls. Including ea | item4 | 10 | Nos
15.3 | Capacitor 20mfd | item59 | 3 | Nos. | 254 |  |  | Excess(+) | 1 | Full Conversion | INR | [40 empty] | #VALUE! | #VALUE! | #VALUE! | 1.02 | Construction of chamber for 100mm sluice plates | item2 | 213 | Nos
15.4 | Capacitor 25mfd | item60 | 3 | Nos. | 277 |  |  | Excess(+) | 1 | Full Conversion | INR | [40 empty] | #VALUE! | #VALUE! | #VALUE! | 2 | Construction of chamber for 100mm sluices valve | item3 | 10 | Nos
15.5 | Capacitor 36mfd | item61 | 3 | Nos. | 309 |  |  | Excess(+) | 1 | Full Conversion | INR | [40 empty] | #VALUE! | #VALUE! | #VALUE! | 3 | Supplying, Conveying and fixing spls. Including ea | item4 | 10 | Nos
15.6 | Capacitor 45mfd | item62 | 3 | Nos. | 341 |  |  | Excess(+) | 1 | Full Conversion | INR | [40 empty] | #VALUE! | #VALUE! | #VALUE! | 1.01 | Supplying, Conveying and fixing spls. Including eart | item1 | 123.223 | Nos
15.7 | Capacitor 50mfd | item63 | 3 | Nos. | 351 |  |  | Excess(+) | 1 | Full Conversion | INR | [40 empty] | #VALUE! | #VALUE! | #VALUE! | 1.02 | Construction of chamber for 100mm sluice plates | item2 | 213 | Nos
15.8 | Capacitor 80-100mfd | item64 | 3 | Nos. | 323 |  |  | Excess(+) | 1 | Full Conversion | INR | [40 empty] | #VALUE! | #VALUE! | #VALUE! | 2 | Construction of chamber for 100mm sluices valve | item3 | 10 | Nos
15.9 | Capacitor 100-120mfd | item65 | 3 | Nos. | 391 |  |  | Excess(+) | 1 | Full Conversion | INR | [40 empty] | #VALUE! | #VALUE! | #VALUE! | 3 | Supplying, Conveying and fixing spls. Including ea | item4 | 10 | Nos
16 | Supply, fixing, connecting & commissioning of PTCR of existing make in window type air-conditioner of following capacity. | item66 | [52 empty] | 1.01 | Supplying, Conveying and fixing spls. Including eart | item1 | 123.223 | Nos
16.1 | Wind.ac.,1.0TR | item67 | 1 | Nos. | 415 |  |  | Excess(+) | 1 | Full Conversion | INR | [40 empty] | #VALUE! | #VALUE! | #VALUE! | 1.02 | Construction of chamber for 100mm sluice plates | item2 | 213 | Nos
16.2 | Wind.ac., 1.5 TR | item68 | 1 | Nos. | 450 |  |  | Excess(+) | 1 | Full Conversion | INR | [40 empty] | #VALUE! | #VALUE! | #VALUE! | 2 | Construction of chamber for 100mm sluices valve | item3 | 10 | Nos
16.3 | Wind.ac. 2.0TR | item69 | 1 | Nos. | 473 |  |  | Excess(+) | 1 | Full Conversion | INR | [40 empty] | #VALUE! | #VALUE! | #VALUE! | 1.01 | Supplying, Conveying and fixing spls. Including eart | item1 | 123.223 | Nos
17 | Supply, fixing, connecting & commissioning of Panel PCB for Split/window type air-conditioner of following capacity. | item70 | [52 empty] | 1.02 | Construction of chamber for 100mm sluice plates | item2 | 213 | Nos
17.1 | 1.0TR | item71 | 1 | Nos. | 2340 |  |  | Excess(+) | 1 | Full Conversion | INR | [40 empty] | #VALUE! | #VALUE! | #VALUE! | 2 | Construction of chamber for 100mm sluices valve | item3 | 10 | Nos
17.2 | 1.5 TR | item72 | 1 | Nos. | 2340 |  |  | Excess(+) | 1 | Full Conversion | INR | [40 empty] | #VALUE! | #VALUE! | #VALUE! | 3 | Supplying, Conveying and fixing spls. Including ea | item4 | 10 | Nos
17.3 | 2.0TR | item73 | 1 | Nos. | 2573 |  |  | Excess(+) | 1 | Full Conversion | INR | [40 empty] | #VALUE! | #VALUE! | #VALUE! | 1.02 | Construction of chamber for 100mm sluice plates | item2 | 213 | Nos
18 | Supply, fixing, connecting & commissioning of thermostat in window/Split AC's etc. i/c dismantling of defective thermostate complete as reqd. | item74 | [52 empty] | 2 | Construction of chamber for 100mm sluices valve | item3 | 10 | Nos
18.1 | 1.0TR | item75 | 1 | Nos. | 485 |  |  | Excess(+) | 1 | Full Conversion | INR | [40 empty] | #VALUE! | #VALUE! | #VALUE! | 3 | Supplying, Conveying and fixing spls. Including ea | item4 | 10 | Nos
18.2 | 1.5 TR | item76 | 1 | Nos. | 485 |  |  | Excess(+) | 1 | Full Conversion | INR | [40 empty] | #VALUE! | #VALUE! | #VALUE! | 1.01 | Supplying, Conveying and fixing spls. Including eart | item1 | 123.223 | Nos
18.3 | 2.0TR | item77 | 1 | Nos. | 485 |  |  | Excess(+) | 1 | Full Conversion | INR | [40 empty] | #VALUE! | #VALUE! | #VALUE! | 1.02 | Construction of chamber for 100mm sluice plates | item2 | 213 | Nos
19 | Supply, fixing, connecting & commissioning of rotary (selector) switch in window type air-conditioner 1.0/1.5/2.0 TR capacity. | item78 | [52 empty] | 2 | Construction of chamber for 100mm sluices valve | item3 | 10 | Nos
19.1 | window ac. ,1.0TR | item79 | 1 | Nos. | 428 |  |  | Excess(+) | 1 | Full Conversion | INR | [40 empty] | #VALUE! | #VALUE! | #VALUE! | 3 | Supplying, Conveying and fixing spls. Including ea | item4 | 10 | Nos
19.2 | window ac. ,1.5 TR | item80 | 1 | Nos. | 428 |  |  | Excess(+) | 1 | Full Conversion | INR | [40 empty] | #VALUE! | #VALUE! | #VALUE! | 1.01 | Supplying, Conveying and fixing spls. Including eart | item1 | 123.223 | Nos
19.3 | window ac. ,2.0TR | item81 | 1 | Nos. | 428 |  |  | Excess(+) | 1 | Full Conversion | INR | [40 empty] | #VALUE! | #VALUE! | #VALUE! | 1.02 | Construction of chamber for 100mm sluice plates | item2 | 213 | Nos
20 | Supply, fixing, connecting & commissioning swing motor suitable for split type air conditioner of 1.0/1.5/2.0 TR capacity. | item82 | 3 | Nos. | 597 |  |  | Excess(+) | 1 | Full Conversion | INR | [40 empty] | #VALUE! | #VALUE! | #VALUE! | 2 | Construction of chamber for 100mm sluices valve | item3 | 10 | Nos
21 | Supply, fixing, connecting & commissioning of swing motor switch in window type air-conditioner of 1.0/1.5/2.0 TR capacity. | item83 | 1 | Nos. | 179 |  |  | Excess(+) | 1 | Full Conversion | INR | [40 empty] | #VALUE! | #VALUE! | #VALUE! | 1.01 | Supplying, Conveying and fixing spls. Including eart | item1 | 123.223 | Nos
22 | Supply and fixing condenser fan blade in window type air-conditioner as reqd. (complete). | item84 | [52 empty] | 1.02 | Construction of chamber for 100mm sluice plates | item2 | 213 | Nos
22.1 | Aluminium | item85 | 2 | Nos. | 1379 |  |  | Excess(+) | 1 | Full Conversion | INR | [40 empty] | #VALUE! | #VALUE! | #VALUE! | 2 | Construction of chamber for 100mm sluices valve | item3 | 10 | Nos
22.2 | Plastic | item86 | 2 | Nos. | 891 |  |  | Excess(+) | 1 | Full Conversion | INR | [40 empty] | #VALUE! | #VALUE! | #VALUE! | 3 | Supplying, Conveying and fixing spls. Including ea | item4 | 10 | Nos
23 | Supply and fixing condenser housing in window type air-conditioner of 1.0/1.5/2.0 TR capacity as reqd. (complete). | item87 | 2 | Nos. | 4663 |  |  | Excess(+) | 1 | Full Conversion | INR | [40 empty] | #VALUE! | #VALUE! | #VALUE! | 1.02 | Construction of chamber for 100mm sluice plates | item2 | 213 | Nos
24 | Supply and fixing blower in window type air-conditioner of 1.0/1.5/2.0 TR capacity as reqd. | item88 | 1 | Nos. | 1159 |  |  | Excess(+) | 1 | Full Conversion | INR | [40 empty] | #VALUE! | #VALUE! | #VALUE! | 2 | Construction of chamber for 100mm sluices valve | item3 | 10 | Nos
25 | Supply and fixing Air-filter in window type air-conditioner as reqd. (complete). | item89 | [52 empty] | 3 | Supplying, Conveying and fixing spls. Including ea | item4 | 10 | Nos
25.1 | Plastic type | item90 | 2 | Nos. | 446 |  |  | Excess(+) | 1 | Full Conversion | INR | [40 empty] | #VALUE! | #VALUE! | #VALUE! | 1.01 | Supplying, Conveying and fixing spls. Including eart | item1 | 123.223 | Nos
25.2 | Coir type | item91 | 2 | Nos. | 295 |  |  | Excess(+) | 1 | Full Conversion | INR | [40 empty] | #VALUE! | #VALUE! | #VALUE! | 1.02 | Construction of chamber for 100mm sluice plates | item2 | 213 | Nos
26 | Supply and fixing of condenser fan blade in water cooler of following types of size- 8"-10" dia, as reqd.(complete). | item92 | [52 empty] | 2 | Construction of chamber for 100mm sluices valve | item3 | 10 | Nos
26.1 | Aluminium | item93 | 3 | Nos. | 1081 |  |  | Excess(+) | 1 | Full Conversion | INR | [40 empty] | #VALUE! | #VALUE! | #VALUE! | 3 | Supplying, Conveying and fixing spls. Including ea | item4 | 10 | Nos
26.2 | Plastic | item94 | 3 | Nos. | 848 |  |  | Excess(+) | 1 | Full Conversion | INR | [40 empty] | #VALUE! | #VALUE! | #VALUE! | 1.01 | Supplying, Conveying and fixing spls. Including eart | item1 | 123.223 | Nos
27 | Supply,fixing,connecting & commissioning of condensing unit in water cooler 150 litrs. of size 14"x14", 4 row deep as reqd. (complete). | item95 | 3 | Nos. | 3752 |  |  | Excess(+) | 1 | Full Conversion | INR | [40 empty] | #VALUE! | #VALUE! | #VALUE! | 1.02 | Construction of chamber for 100mm sluice plates | item2 | 213 | Nos
28 | Supply and fixing condenser unit housing for water cooler of 150 Litrs. capacity of size as reqd. (complete). | item96 | 3 | Nos. | 1597 |  |  | Excess(+) | 1 | Full Conversion | INR | [40 empty] | #VALUE! | #VALUE! | #VALUE! | 2 | Construction of chamber for 100mm sluices valve | item3 | 10 | Nos
29 | Supply and fixing float valve assembly in water cooler up to 150 litrs. capacity as reqd. (complete). | item97 | 3 | Nos. | 531 |  |  | Excess(+) | 1 | Full Conversion | INR | [40 empty] | #VALUE! | #VALUE! | #VALUE! | 1.01 | Supplying, Conveying and fixing spls. Including eart | item1 | 123.223 | Nos
30 | Supply and fixing water tap in water cooler up to 150 Ltr. Capacity, i/c. dismantling of defective tap as reqd. (complete). | item98 | [52 empty] | 1.02 | Construction of chamber for 100mm sluice plates | item2 | 213 | Nos
30.1 | Push Type | item99 | 3 | Nos. | 248 |  |  | Excess(+) | 1 | Full Conversion | INR | [40 empty] | #VALUE! | #VALUE! | #VALUE! | 2 | Construction of chamber for 100mm sluices valve | item3 | 10 | Nos
30.2 | Screw Type | item100 | 3 | Nos. | 283 |  |  | Excess(+) | 1 | Full Conversion | INR | [40 empty] | #VALUE! | #VALUE! | #VALUE! | 3 | Supplying, Conveying and fixing spls. Including ea | item4 | 10 | Nos
31 | Supply and fixing of stainless steel panel tray in water cooler of following Capacity with steel screw etc. as reqd .(complete). | item101 | [52 empty] | 1.02 | Construction of chamber for 100mm sluice plates | item2 | 213 | Nos
31.1 | 40/80 Ltr | item102 | 3 | Nos. | 481 |  |  | Excess(+) | 1 | Full Conversion | INR | [40 empty] | #VALUE! | #VALUE! | #VALUE! | 2 | Construction of chamber for 100mm sluices valve | item3 | 10 | Nos
31.2 | 150 /150 Lts | item103 | 3 | Nos. | 527 |  |  | Excess(+) | 1 | Full Conversion | INR | [40 empty] | #VALUE! | #VALUE! | #VALUE! | 3 | Supplying, Conveying and fixing spls. Including ea | item4 | 10 | Nos
32 | Supply and fixing of PVC connection of following size in water cooler up to 150 litrs. capacity as required (complete). | item104 | [52 empty] | 1.01 | Supplying, Conveying and fixing spls. Including eart | item1 | 123.223 | Nos
32.1 | 24"/600 mm | item105 | 3 | Nos. | 144 |  |  | Excess(+) | 1 | Full Conversion | INR | [40 empty] | #VALUE! | #VALUE! | #VALUE! | 1.02 | Construction of chamber for 100mm sluice plates | item2 | 213 | Nos
32.2 | 36"/900 mm | item106 | 3 | Nos. | 167 |  |  | Excess(+) | 1 | Full Conversion | INR | [40 empty] | #VALUE! | #VALUE! | #VALUE! | 2 | Construction of chamber for 100mm sluices valve | item3 | 10 | Nos
32.3 | 48"/1200 mm | item107 | 3 | Nos. | 237 |  |  | Excess(+) | 1 | Full Conversion | INR | [40 empty] | #VALUE! | #VALUE! | #VALUE! | 3 | Supplying, Conveying and fixing spls. Including ea | item4 | 10 | Nos
33 | Supply and fixing of base plate of condenser fan motor in water cooler up to 150 Litrs.capacity as reqd.(complete). | item108 | 3 | Nos. | 592 |  |  | Excess(+) | 1 | Full Conversion | INR | [40 empty] | #VALUE! | #VALUE! | #VALUE! | 1.01 | Supplying, Conveying and fixing spls. Including eart | item1 | 123.223 | Nos
34 | Supply and fixing of base fame for fixing base plate of condenser motor of water cooler up to 150 Litrs.capacity as reqd.(complete). | item109 | 3 | Nos. | 703 |  |  | Excess(+) | 1 | Full Conversion | INR | [40 empty] | #VALUE! | #VALUE! | #VALUE! | 1.02 | Construction of chamber for 100mm sluice plates | item2 | 213 | Nos
35 | Supply and fixing of base plate/angle iron frame (with provision of fixing compressor, condenser unit & motor etc.) of water cooler up to 150 Litrs.capacity (i/c. removing & fixing of all spares) as reqd. (complete). | item110 | 2 | Nos. | 2488 |  |  | Excess(+) | 1 | Full Conversion | INR | [40 empty] | #VALUE! | #VALUE! | #VALUE! | 2 | Construction of chamber for 100mm sluices valve | item3 | 10 | Nos
36 | Supply and fixing of SS base plate with four leg (with provision of fixing compressor, condenser unit & motor etc.) of water cooler up to 150 Litrs.capacity (i/c. removing & fixing of all spares) as reqd. (complete). | item111 | 1 | Nos | 4056 |  |  | Excess(+) | 1 | Full Conversion | INR | [40 empty] | #VALUE! | #VALUE! | #VALUE! | 1.01 | Supplying, Conveying and fixing spls. Including eart | item1 | 123.223 | Nos
37 | Supply and fixing of tank liner for water cooler following capacity. | item112 | [52 empty] | 1.02 | Construction of chamber for 100mm sluice plates | item2 | 213 | Nos
37.1 | 40/80 Ltr | item113 | 3 | Nos. | 759 |  |  | Excess(+) | 1 | Full Conversion | INR | [40 empty] | #VALUE! | #VALUE! | #VALUE! | 2 | Construction of chamber for 100mm sluices valve | item3 | 10 | Nos
37.2 | 150/150 Ltr | item114 | 3 | Nos. | 992 |  |  | Excess(+) | 1 | Full Conversion | INR | [40 empty] | #VALUE! | #VALUE! | #VALUE! | 3 | Supplying, Conveying and fixing spls. Including ea | item4 | 10 | Nos
38 | Supply and fixing of top panel in water cooler of following capacity as reqd. (complete). | item115 | [52 empty] | 1.02 | Construction of chamber for 100mm sluice plates | item2 | 213 | Nos
38.1 | 40/80 Ltr | item116 | 3 | Nos. | 1237 |  |  | Excess(+) | 1 | Full Conversion | INR | [40 empty] | #VALUE! | #VALUE! | #VALUE! | 2 | Construction of chamber for 100mm sluices valve | item3 | 10 | Nos
38.2 | 150/150 Ltr | item117 | 3 | Nos. | 1585 |  |  | Excess(+) | 1 | Full Conversion | INR | [40 empty] | #VALUE! | #VALUE! | #VALUE! | 3 | Supplying, Conveying and fixing spls. Including ea | item4 | 10 | Nos
39 | Supplying and fixing top panel for water cooler (PSS) of following capacity | item118 | [52 empty] | 1.01 | Supplying, Conveying and fixing spls. Including eart | item1 | 123.223 | Nos
39.1 | 60/120 Ltr | item119 | 3 | Nos. | 473 |  |  | Excess(+) | 1 | Full Conversion | INR | [40 empty] | #VALUE! | #VALUE! | #VALUE! | 1.02 | Construction of chamber for 100mm sluice plates | item2 | 213 | Nos
39.2 | 150/150 Ltr | item120 | 3 | Nos. | 648 |  |  | Excess(+) | 1 | Full Conversion | INR | [40 empty] | #VALUE! | #VALUE! | #VALUE! | 2 | Construction of chamber for 100mm sluices valve | item3 | 10 | Nos
40 | Supply and fixing of front panel (bottom) in water cooler of following capacity as reqd. (complete). | item121 | [52 empty] | 3 | Supplying, Conveying and fixing spls. Including ea | item4 | 10 | Nos
40.1 | 40/80 Ltr | item122 | 3 | Nos. | 2706 |  |  | Excess(+) | 1 | Full Conversion | INR | [40 empty] | #VALUE! | #VALUE! | #VALUE! | 1.01 | Supplying, Conveying and fixing spls. Including eart | item1 | 123.223 | Nos
40.2 | 150/150 Ltr | item123 | 3 | Nos. | 3171 |  |  | Excess(+) | 1 | Full Conversion | INR | [40 empty] | #VALUE! | #VALUE! | #VALUE! | 1.02 | Construction of chamber for 100mm sluice plates | item2 | 213 | Nos
41 | Supplying and fixing front panel bottom for water cooler (FSS) of 60/120 & 150/150 Ltrs. Capacity | item124 | [52 empty] | 2 | Construction of chamber for 100mm sluices valve | item3 | 10 | Nos
41.1 | 40/80 Ltr | item125 | 3 | Nos. | 1196 |  |  | Excess(+) | 1 | Full Conversion | INR | [40 empty] | #VALUE! | #VALUE! | #VALUE! | 1.01 | Supplying, Conveying and fixing spls. Including eart | item1 | 123.223 | Nos
41.2 | 150/150 Ltr | item126 | 3 | Nos. | 1371 |  |  | Excess(+) | 1 | Full Conversion | INR | [40 empty] | #VALUE! | #VALUE! | #VALUE! | 1.02 | Construction of chamber for 100mm sluice plates | item2 | 213 | Nos
42 | Supply and fixing back panel (bottom) in water cooler of following capacity as reqd. (complete). | item127 | [52 empty] | 2 | Construction of chamber for 100mm sluices valve | item3 | 10 | Nos
42.1 | 40/80 Ltr | item128 | 3 | Nos. | 906 |  |  | Excess(+) | 1 | Full Conversion | INR | [40 empty] | #VALUE! | #VALUE! | #VALUE! | 3 | Supplying, Conveying and fixing spls. Including ea | item4 | 10 | Nos
42.2 | 150/150 Ltr | item129 | 3 | Nos. | 1254 |  |  | Excess(+) | 1 | Full Conversion | INR | [40 empty] | #VALUE! | #VALUE! | #VALUE! | 1.02 | Construction of chamber for 100mm sluice plates | item2 | 213 | Nos
43 | Supply, fixing, connecting & commissioning of relay assembly for compressor of 1/3 TR capacity, make -shri Ram/ranutrol / Hitech / Arvind/ Godrej/whirlpool. | item130 | 2 | Nos. | 601 |  |  | Excess(+) | 1 | Full Conversion | INR | [40 empty] | #VALUE! | #VALUE! | #VALUE! | 2 | Construction of chamber for 100mm sluices valve | item3 | 10 | Nos
44 | Supply, fixing, connecting & commissioning of starting relay for refrigerator of following Capacity make -shri Ram/ranutrol / Hitech / Arvind/ Godrej/whirlpool . | item131 | [52 empty] | 3 | Supplying, Conveying and fixing spls. Including ea | item4 | 10 | Nos
44.1 | 165/210 Litrs. | item132 | 3 | Nos. | 415 |  |  | Excess(+) | 1 | Full Conversion | INR | [40 empty] | #VALUE! | #VALUE! | #VALUE! | 1.01 | Supplying, Conveying and fixing spls. Including eart | item1 | 123.223 | Nos
44.2 | 286/300 Litrs. | item133 | 3 | Nos. | 473 |  |  | Excess(+) | 1 | Full Conversion | INR | [40 empty] | #VALUE! | #VALUE! | #VALUE! | 1.02 | Construction of chamber for 100mm sluice plates | item2 | 213 | Nos
45 | Supply, fixing, connecting & commissioning of OLP for refrigerator of following capacity make -shri Ram/ranutrol / Hitech / Arvind/ Godrej/whirlpool. | item134 | [52 empty] | 2 | Construction of chamber for 100mm sluices valve | item3 | 10 | Nos
45.1 | 165/210 Litrs. | item135 | 3 | Nos. | 415 |  |  | Excess(+) | 1 | Full Conversion | INR | [40 empty] | #VALUE! | #VALUE! | #VALUE! | 3 | Supplying, Conveying and fixing spls. Including ea | item4 | 10 | Nos
45.2 | 286/300 Litrs. | item136 | 3 | Nos. | 473 |  |  | Excess(+) | 1 | Full Conversion | INR | [40 empty] | #VALUE! | #VALUE! | #VALUE! | 1.01 | Supplying, Conveying and fixing spls. Including eart | item1 | 123.223 | Nos
46 | Supply, fixing, connecting & commissioning of thermostat for refrigerator, make-Indfos/Annapurna/Ranutrol as reqd. | item137 | [52 empty] | 1.02 | Construction of chamber for 100mm sluice plates | item2 | 213 | Nos
46.1 | 165/210 Litrs. | item138 | 3 | Nos. | 502 |  |  | Excess(+) | 1 | Full Conversion | INR | [40 empty] | #VALUE! | #VALUE! | #VALUE! | 2 | Construction of chamber for 100mm sluices valve | item3 | 10 | Nos
46.2 | 286/300 Litrs. | item139 | 3 | Nos. | 531 |  |  | Excess(+) | 1 | Full Conversion | INR | [40 empty] | #VALUE! | #VALUE! | #VALUE! | 1.01 | Supplying, Conveying and fixing spls. Including eart | item1 | 123.223 | Nos
47 | Supply and fixing thermostat knob for refrigerator as reqd. (complete). | item140 | [52 empty] | 1.02 | Construction of chamber for 100mm sluice plates | item2 | 213 | Nos
47.1 | 165/210 Litrs. | item141 | 3 | Nos. | 167 |  |  | Excess(+) | 1 | Full Conversion | INR | [40 empty] | #VALUE! | #VALUE! | #VALUE! | 2 | Construction of chamber for 100mm sluices valve | item3 | 10 | Nos
47.2 | 286/300 Litrs. | item142 | 3 | Nos. | 167 |  |  | Excess(+) | 1 | Full Conversion | INR | [40 empty] | #VALUE! | #VALUE! | #VALUE! | 3 | Supplying, Conveying and fixing spls. Including ea | item4 | 10 | Nos
48 | Supply and fixing of chiller tray for refrigerator of following capacity | item143 | [52 empty] | 1.02 | Construction of chamber for 100mm sluice plates | item2 | 213 | Nos
48.1 | 165/210 Litrs. | item144 | 3 | Nos. | 851 |  |  | Excess(+) | 1 | Full Conversion | INR | [40 empty] | #VALUE! | #VALUE! | #VALUE! | 2 | Construction of chamber for 100mm sluices valve | item3 | 10 | Nos
48.2 | 286/300 Litrs. | item145 | 3 | Nos. | 1112 |  |  | Excess(+) | 1 | Full Conversion | INR | [40 empty] | #VALUE! | #VALUE! | #VALUE! | 3 | Supplying, Conveying and fixing spls. Including ea | item4 | 10 | Nos
49 | Supply and fixing cooling fan motor for refrigerator 165/210 Ltr. Capacity. | item146 | [52 empty] | 1.01 | Supplying, Conveying and fixing spls. Including eart | item1 | 123.223 | Nos
49.1 | 165/210 Litrs. | item147 | 3 | Nos. | 772 |  |  | Excess(+) | 1 | Full Conversion | INR | [40 empty] | #VALUE! | #VALUE! | #VALUE! | 1.02 | Construction of chamber for 100mm sluice plates | item2 | 213 | Nos
49.2 | 286/300 Litrs. | item148 | 3 | Nos. | 1121 |  |  | Excess(+) | 1 | Full Conversion | INR | [40 empty] | #VALUE! | #VALUE! | #VALUE! | 2 | Construction of chamber for 100mm sluices valve | item3 | 10 | Nos
50 | Supply and fixing drain tray for refrigerator 165/210 Ltr. Capacity. | item149 | [52 empty] | 3 | Supplying, Conveying and fixing spls. Including ea | item4 | 10 | Nos
50.1 | 165/210 Litrs. | item150 | 3 | Nos. | 498 |  |  | Excess(+) | 1 | Full Conversion | INR | [40 empty] | #VALUE! | #VALUE! | #VALUE! | 1.01 | Supplying, Conveying and fixing spls. Including eart | item1 | 123.223 | Nos
50.2 | 286/300 Litrs. | item151 | 3 | Nos. | 539 |  |  | Excess(+) | 1 | Full Conversion | INR | [40 empty] | #VALUE! | #VALUE! | #VALUE! | 1.02 | Construction of chamber for 100mm sluice plates | item2 | 213 | Nos
51 | Supply and fixing of basket for refrigerator of following capacity. | item152 | [52 empty] | 2 | Construction of chamber for 100mm sluices valve | item3 | 10 | Nos
51.1 | 165/210 Litrs. | item153 | 5 | Nos. | 701 |  |  | Excess(+) | 1 | Full Conversion | INR | [40 empty] | #VALUE! | #VALUE! | #VALUE! | 1.01 | Supplying, Conveying and fixing spls. Including eart | item1 | 123.223 | Nos
51.2 | 286/300 Litrs. | item154 | 5 | Nos. | 934 |  |  | Excess(+) | 1 | Full Conversion | INR | [40 empty] | #VALUE! | #VALUE! | #VALUE! | 1.02 | Construction of chamber for 100mm sluice plates | item2 | 213 | Nos
52 | Supply and fixing of deep freezer door for refrigerator of following capacity as reqd (complete). | item155 | [52 empty] | 2 | Construction of chamber for 100mm sluices valve | item3 | 10 | Nos
52.1 | 165/210 Litrs. | item156 | 5 | Nos. | 531 |  |  | Excess(+) | 1 | Full Conversion | INR | [40 empty] | #VALUE! | #VALUE! | #VALUE! | 3 | Supplying, Conveying and fixing spls. Including ea | item4 | 10 | Nos
52.2 | 286/300 Litrs. | item157 | 5 | Nos. | 560 |  |  | Excess(+) | 1 | Full Conversion | INR | [40 empty] | #VALUE! | #VALUE! | #VALUE! | 1.02 | Construction of chamber for 100mm sluice plates | item2 | 213 | Nos
53 | Supply and fixing of Magenetic door gasket/ seal for refrigerator of following capacity with properly stopping infiltration of outside air. | item158 | [52 empty] | 2 | Construction of chamber for 100mm sluices valve | item3 | 10 | Nos
53.1 | 165/210 Litrs. | item159 | 5 | Nos. | 531 |  |  | Excess(+) | 1 | Full Conversion | INR | [40 empty] | #VALUE! | #VALUE! | #VALUE! | 3 | Supplying, Conveying and fixing spls. Including ea | item4 | 10 | Nos
53.2 | 286/300 Litrs. | item160 | 5 | Nos. | 531 |  |  | Excess(+) | 1 | Full Conversion | INR | [40 empty] | #VALUE! | #VALUE! | #VALUE! | 1.01 | Supplying, Conveying and fixing spls. Including eart | item1 | 123.223 | Nos
54 | Supply and fixing of Magnetic door gasket/seal for deep/chest freezer, with properly stopping infiltration of outside air as reqd. (complete) . | item161 | 5 | Nos. | 648 |  |  | Excess(+) | 1 | Full Conversion | INR | [40 empty] | #VALUE! | #VALUE! | #VALUE! | 1.02 | Construction of chamber for 100mm sluice plates | item2 | 213 | Nos
55 | Supply and fixing of non-magnetic gasket for deep/ chest freezer as reqd. (complete) . | item162 | 5 | Nos. | 531 |  |  | Excess(+) | 1 | Full Conversion | INR | [40 empty] | #VALUE! | #VALUE! | #VALUE! | 2 | Construction of chamber for 100mm sluices valve | item3 | 10 | Nos
56 | Supply and fixing the evaporator for refrigerator of 165 /210 Ltr.capacity with providing holding knob as reqd. (complete). | item163 | [52 empty] | 3 | Supplying, Conveying and fixing spls. Including ea | item4 | 10 | Nos
56.1 | External coil type | item164 | 5 | Nos. | 1545 |  |  | Excess(+) | 1 | Full Conversion | INR | [40 empty] | #VALUE! | #VALUE! | #VALUE! | 1.01 | Supplying, Conveying and fixing spls. Including eart | item1 | 123.223 | Nos
56.2 | Plate type | item165 | 5 | Nos. | 1545 |  |  | Excess(+) | 1 | Full Conversion | INR | [40 empty] | #VALUE! | #VALUE! | #VALUE! | 1.02 | Construction of chamber for 100mm sluice plates | item2 | 213 | Nos
57 | Supplying and fixing the evaporator for refrigerator of 286 /300 Ltr.capacity with providing holding knob. | item166 | [52 empty] | 2 | Construction of chamber for 100mm sluices valve | item3 | 10 | Nos
57.1 | External coil type | item167 | 3 | Nos. | 1585 |  |  | Excess(+) | 1 | Full Conversion | INR | [40 empty] | #VALUE! | #VALUE! | #VALUE! | 1.01 | Supplying, Conveying and fixing spls. Including eart | item1 | 123.223 | Nos
57.2 | Plate type | item168 | 3 | Nos. | 1585 |  |  | Excess(+) | 1 | Full Conversion | INR | [40 empty] | #VALUE! | #VALUE! | #VALUE! | 1.02 | Construction of chamber for 100mm sluice plates | item2 | 213 | Nos
58 | Supplying and fixing the condenser assembly (wire wlded type) for refrigerator deep freezer up to 300 Ltr. capacity with providing holding knob.:- | item169 | 3 | Nos. | 1893 |  |  | Excess(+) | 1 | Full Conversion | INR | [40 empty] | #VALUE! | #VALUE! | #VALUE! | 2 | Construction of chamber for 100mm sluices valve | item3 | 10 | Nos
59 | Supplying & fixing of Door handle in deep/chest freezer & cold room as reqd. ( complete). | item170 | [52 empty] | 3 | Supplying, Conveying and fixing spls. Including ea | item4 | 10 | Nos
59.1 | deep freezer | item171 | 5 | Nos. | 440 |  |  | Excess(+) | 1 | Full Conversion | INR | [40 empty] | #VALUE! | #VALUE! | #VALUE! | 1.02 | Construction of chamber for 100mm sluice plates | item2 | 213 | Nos
59.2 | chest freezer | item172 | 5 | Nos. | 440 |  |  | Excess(+) | 1 | Full Conversion | INR | [40 empty] | #VALUE! | #VALUE! | #VALUE! | 2 | Construction of chamber for 100mm sluices valve | item3 | 10 | Nos
60 | Supplying & fixing of Door hinge in deep/chest freezer & refrigerator as reqd. ( complete). | item173 | [52 empty] | 3 | Supplying, Conveying and fixing spls. Including ea | item4 | 10 | Nos
60.1 | deep freezer | item174 | 5 | Nos. | 167 |  |  | Excess(+) | 1 | Full Conversion | INR | [40 empty] | #VALUE! | #VALUE! | #VALUE! | 1.01 | Supplying, Conveying and fixing spls. Including eart | item1 | 123.223 | Nos
60.2 | chest freezer | item175 | 5 | Nos. | 202 |  |  | Excess(+) | 1 | Full Conversion | INR | [40 empty] | #VALUE! | #VALUE! | #VALUE! | 1.02 | Construction of chamber for 100mm sluice plates | item2 | 213 | Nos
60.3 | refrigerator | item176 | 5 | Nos. | 132 |  |  | Excess(+) | 1 | Full Conversion | INR | [40 empty] | #VALUE! | #VALUE! | #VALUE! | 2 | Construction of chamber for 100mm sluices valve | item3 | 10 | Nos
61 | Supplying, fixing, connecting & commissioning of door switch in following refrigeration units as reqd.(complete). | item177 | [52 empty] | 3 | Supplying, Conveying and fixing spls. Including ea | item4 | 10 | Nos
61.1 | Refrigerator | item178 | 5 | Nos. | 97 |  |  | Excess(+) | 1 | Full Conversion | INR | [40 empty] | #VALUE! | #VALUE! | #VALUE! | 1.01 | Supplying, Conveying and fixing spls. Including eart | item1 | 123.223 | Nos
61.2 | Cold room | item179 | 5 | Nos. | 167 |  |  | Excess(+) | 1 | Full Conversion | INR | [40 empty] | #VALUE! | #VALUE! | #VALUE! | 1.02 | Construction of chamber for 100mm sluice plates | item2 | 213 | Nos
62 | Supply,fixing,connecting, testing & commissioning of new fan motor to the cold room of following capacity. | item180 | 3 | Nos. | 4880 |  |  | Excess(+) | 1 | Full Conversion | INR | [40 empty] | #VALUE! | #VALUE! | #VALUE! | 2 | Construction of chamber for 100mm sluices valve | item3 | 10 | Nos
63 | Supply, fixing,connecting & commissioning of thermostat in cold room as reqd.( complete). | item181 | 5 | Nos. | 2242 |  |  | Excess(+) | 1 | Full Conversion | INR | [40 empty] | #VALUE! | #VALUE! | #VALUE! | 1.01 | Supplying, Conveying and fixing spls. Including eart | item1 | 123.223 | Nos
64 | Supply & fixing fo top glass complete in deep freezer up to 300 Ltr. capacity as reqd.(complete). | item182 | 5 | Nos. | 2242 |  |  | Excess(+) | 1 | Full Conversion | INR | [40 empty] | #VALUE! | #VALUE! | #VALUE! | 1.02 | Construction of chamber for 100mm sluice plates | item2 | 213 | Nos
65 | Supply, fixing, connecting & commissioning of external timer (FF) in frost free refrigerator/deep freezer up to 300 Ltr. capacity as reqd. ( complete). | item183 | 5 | Nos. | 1112 |  |  | Excess(+) | 1 | Full Conversion | INR | [40 empty] | #VALUE! | #VALUE! | #VALUE! | 2 | Construction of chamber for 100mm sluices valve | item3 | 10 | Nos
66 | Supply, fixing, connecting & commissioning of heater in frost free refrigerator/deep freezer up to 300 Ltr. capacity as reqd.(complete). | item184 | 5 | Nos. | 764 |  |  | Excess(+) | 1 | Full Conversion | INR | [40 empty] | #VALUE! | #VALUE! | #VALUE! | 3 | Supplying, Conveying and fixing spls. Including ea | item4 | 10 | Nos
67 | Supply, fixing, connecting & commissioning of bi-metallic FF unit in frost free refrigerator/deep freezer up to 300 Ltr. capacity as reqd.( complete). | item185 | 5 | Nos. | 618 |  |  | Excess(+) | 1 | Full Conversion | INR | [40 empty] | #VALUE! | #VALUE! | #VALUE! | 1.02 | Construction of chamber for 100mm sluice plates | item2 | 213 | Nos
68 | Supply, fixing, connecting & commissioning of PCB in frost free refrigerator/deep freezer up to 300 Ltr. capacity as reqd.(complete). | item186 | 2 | Nos. | 3055 |  |  | Excess(+) | 1 | Full Conversion | INR | [40 empty] | #VALUE! | #VALUE! | #VALUE! | 2 | Construction of chamber for 100mm sluices valve | item3 | 10 | Nos
69 | Supply & fixing of lock assembly in deep freezer as reqd.(complete). | item187 | 1 | Nos. | 473 |  |  | Excess(+) | 1 | Full Conversion | INR | [40 empty] | #VALUE! | #VALUE! | #VALUE! | 3 | Supplying, Conveying and fixing spls. Including ea | item4 | 10 | Nos
70 | Supply, fixing, connecting & commissioning of thermostat (FF) in frost free refrigerator/deep freezer as reqd.(complete). | item188 | 3 | Nos. | 938 |  |  | Excess(+) | 1 | Full Conversion | INR | [40 empty] | #VALUE! | #VALUE! | #VALUE! | 1.01 | Supplying, Conveying and fixing spls. Including eart | item1 | 123.223 | Nos
71 | Half body fabrication of water cooler body 150/150 Ltrs capacity 18 Gauge/20 Gauge GI sheet with base frame duly painted and complete in all respect complete as reqd. | item189 | 1 | Nos | 7700 |  |  | Excess(+) | 1 | Full Conversion | INR | [40 empty] | #VALUE! | #VALUE! | #VALUE! | 1.02 | Construction of chamber for 100mm sluice plates | item2 | 213 | Nos
72 | Providing & fixing of Drier filter size suitable of cold room etc. complete as reqd. | item190 | 5 | No. | 1689 |  |  | Excess(+) | 1 | Full Conversion | INR | [40 empty] | #VALUE! | #VALUE! | #VALUE! | 2 | Construction of chamber for 100mm sluices valve | item3 | 10 | Nos
73 | Providing & fixing of single phase contractor suitable for split/window/cold room type air conditioner units of approved make etc. complete as reqd. | item191 | [52 empty] | 3 | Supplying, Conveying and fixing spls. Including ea | item4 | 10 | Nos
73.1 | 30 Amp | item192 | 5 | Nos. | 1156 |  |  | Excess(+) | 1 | Full Conversion | INR | [40 empty] | #VALUE! | #VALUE! | #VALUE! | 1.01 | Supplying, Conveying and fixing spls. Including eart | item1 | 123.223 | Nos
74 | Supply, fixing, connecting & commissioning of freezer senser in frost free refrigerator/deep freezer up to 300 Ltr. capacity as reqd. ( complete). | item193 | 5 | Nos. | 1054 |  |  | Excess(+) | 1 | Full Conversion | INR | [40 empty] | #VALUE! | #VALUE! | #VALUE! | 1.02 | Construction of chamber for 100mm sluice plates | item2 | 213 | Nos
75 | Supply & fixing of ft.door bracket in refrigerator of 170/300Litrs, capacity as reqd(complete). | item194 | [52 empty] | 2 | Construction of chamber for 100mm sluices valve | item3 | 10 | Nos
75.1 | Refrigerator of 170 litrs, | item195 | 5 | Nos. | 415 |  |  | Excess(+) | 1 | Full Conversion | INR | [40 empty] | #VALUE! | #VALUE! | #VALUE! | 1.01 | Supplying, Conveying and fixing spls. Including eart | item1 | 123.223 | Nos
75.2 | Refrigerator of 300 litrs, | item196 | 5 | Nos. | 473 |  |  | Excess(+) | 1 | Full Conversion | INR | [40 empty] | #VALUE! | #VALUE! | #VALUE! | 1.02 | Construction of chamber for 100mm sluice plates | item2 | 213 | Nos
76 | Gas charging in water cooler 150 Ltr. Capacity after leak testing, evacuation, with replacement of capillary and liquid line strainer i/c commissioning of unit complete as reqd. | item197 | [52 empty] | 2 | Construction of chamber for 100mm sluices valve | item3 | 10 | Nos
76.1 | Upto 120 Ltrs Capacity | item198 | 5 | Nos. | 2208 |  |  | Excess(+) | 1 | Full Conversion | INR | [40 empty] | #VALUE! | #VALUE! | #VALUE! | 3 | Supplying, Conveying and fixing spls. Including ea | item4 | 10 | Nos
76.2 | 150/150 Ltrs Capacity | item199 | 5 | Nos. | 3023 |  |  | Excess(+) | 1 | Full Conversion | INR | [40 empty] | #VALUE! | #VALUE! | #VALUE! | 1.02 | Construction of chamber for 100mm sluice plates | item2 | 213 | Nos
77 | Gas charging in water cooler of 150LItrs. Capacity, after leak testing, evacuation,with out replacement of capillary and liquid line strainer i/c commissioning of unit complete as reqd. | item200 | [52 empty] | 2 | Construction of chamber for 100mm sluices valve | item3 | 10 | Nos
77.1 | Upto 120 Ltrs Capacity | item201 | 5 | Nos. | 1905 |  |  | Excess(+) | 1 | Full Conversion | INR | [40 empty] | #VALUE! | #VALUE! | #VALUE! | 3 | Supplying, Conveying and fixing spls. Including ea | item4 | 10 | Nos
77.2 | 150/150 Ltrs Capacity | item202 | 5 | Nos. | 2590 |  |  | Excess(+) | 1 | Full Conversion | INR | [40 empty] | #VALUE! | #VALUE! | #VALUE! | 1.01 | Supplying, Conveying and fixing spls. Including eart | item1 | 123.223 | Nos
78 | Gas charging in split/window type air-conditioner of following capacity after leak testing, evacuation, with replacement of capillary & liquid line strainer as reqd. (complete). | item203 | [52 empty] | 1.02 | Construction of chamber for 100mm sluice plates | item2 | 213 | Nos
78.1 | 1.0TR | item204 | 1 | Nos. | 2718 |  |  | Excess(+) | 1 | Full Conversion | INR | [40 empty] | #VALUE! | #VALUE! | #VALUE! | 2 | Construction of chamber for 100mm sluices valve | item3 | 10 | Nos
78.2 | 1.5TR | item205 | 2 | Nos. | 3084 |  |  | Excess(+) | 1 | Full Conversion | INR | [40 empty] | #VALUE! | #VALUE! | #VALUE! | 3 | Supplying, Conveying and fixing spls. Including ea | item4 | 10 | Nos
78.3 | 2.0 /2.5 TR Capacity | item206 | 1 | Nos. | 3230 |  |  | Excess(+) | 1 | Full Conversion | INR | [40 empty] | #VALUE! | #VALUE! | #VALUE! | 1.01 | Supplying, Conveying and fixing spls. Including eart | item1 | 123.223 | Nos
78.4 | Tower AC | item207 | 1 | Nos. | 4298 |  |  | Excess(+) | 1 | Full Conversion | INR | [40 empty] | #VALUE! | #VALUE! | #VALUE! | 1.02 | Construction of chamber for 100mm sluice plates | item2 | 213 | Nos
79 | Gas charging in split/window air-conditioner of following capacity after leak testing, evacuation, with out replacement of capillary & liquid line strainer as reqd. (complete). | item208 | [52 empty] | 2 | Construction of chamber for 100mm sluices valve | item3 | 10 | Nos
79.1 | 1.0TR | item209 | 1 | Nos. | 2336 |  |  | Excess(+) | 1 | Full Conversion | INR | [40 empty] | #VALUE! | #VALUE! | #VALUE! | 1.01 | Supplying, Conveying and fixing spls. Including eart | item1 | 123.223 | Nos
79.2 | 1.5TR | item210 | 2 | Nos. | 2723 |  |  | Excess(+) | 1 | Full Conversion | INR | [40 empty] | #VALUE! | #VALUE! | #VALUE! | 1.02 | Construction of chamber for 100mm sluice plates | item2 | 213 | Nos
79.3 | 2.0 /2.5 TR Capacity | item211 | 2 | Nos. | 2870 |  |  | Excess(+) | 1 | Full Conversion | INR | [40 empty] | #VALUE! | #VALUE! | #VALUE! | 2 | Construction of chamber for 100mm sluices valve | item3 | 10 | Nos
79.4 | Tower AC | item212 | 1 | Nos. | 3644 |  |  | Excess(+) | 1 | Full Conversion | INR | [40 empty] | #VALUE! | #VALUE! | #VALUE! | 3 | Supplying, Conveying and fixing spls. Including ea | item4 | 10 | Nos
80 | Gas charging of following equipment's after leak testing, evacuation, with replacement of capillary and liquid line strainer. | item213 | [52 empty] | 1.02 | Construction of chamber for 100mm sluice plates | item2 | 213 | Nos
80.1 | Refrig. 165/210 Litrs. | item214 | 2 | Nos. | 1902 |  |  | Excess(+) | 1 | Full Conversion | INR | [40 empty] | #VALUE! | #VALUE! | #VALUE! | 2 | Construction of chamber for 100mm sluices valve | item3 | 10 | Nos
80.2 | Refrig. 286/300 Litrs. | item215 | 2 | Nos. | 2215 |  |  | Excess(+) | 1 | Full Conversion | INR | [40 empty] | #VALUE! | #VALUE! | #VALUE! | 3 | Supplying, Conveying and fixing spls. Including ea | item4 | 10 | Nos
80.3 | Deep freezer up to 300Litrs. | item216 | 2 | Nos. | 2436 |  |  | Excess(+) | 1 | Full Conversion | INR | [40 empty] | #VALUE! | #VALUE! | #VALUE! | 1.01 | Supplying, Conveying and fixing spls. Including eart | item1 | 123.223 | Nos
80.4 | Deep freezer above 300 Litrs. /Cold Room of +2° C | item217 | 2 | Nos. | 3123 |  |  | Excess(+) | 1 | Full Conversion | INR | [40 empty] | #VALUE! | #VALUE! | #VALUE! | 1.02 | Construction of chamber for 100mm sluice plates | item2 | 213 | Nos
81 | Gas charging of following equipment's after leak testing, evacuation, with out replacement of capillary and liquid line strainer. | item218 | [52 empty] | 2 | Construction of chamber for 100mm sluices valve | item3 | 10 | Nos
81.1 | Refrig. 165/210 Litrs. | item219 | 2 | Nos. | 1528 |  |  | Excess(+) | 1 | Full Conversion | INR | [40 empty] | #VALUE! | #VALUE! | #VALUE! | 3 | Supplying, Conveying and fixing spls. Including ea | item4 | 10 | Nos
81.2 | Refrig. 286/300 Litrs. | item220 | 2 | Nos. | 1841 |  |  | Excess(+) | 1 | Full Conversion | INR | [40 empty] | #VALUE! | #VALUE! | #VALUE! | 1.01 | Supplying, Conveying and fixing spls. Including eart | item1 | 123.223 | Nos
81.3 | Deep freezer up to 300Litrs. | item221 | 5 | Nos. | 2062 |  |  | Excess(+) | 1 | Full Conversion | INR | [40 empty] | #VALUE! | #VALUE! | #VALUE! | 1.02 | Construction of chamber for 100mm sluice plates | item2 | 213 | Nos
81.4 | Deep freezer above 300 Litrs. /Cold Room of +2° C | item222 | 5 | Nos. | 2835 |  |  | Excess(+) | 1 | Full Conversion | INR | [40 empty] | #VALUE! | #VALUE! | #VALUE! | 2 | Construction of chamber for 100mm sluices valve | item3 | 10 | Nos
82 | Dismantling old window type air conditioner and shifting it to the desired location i/c. closing of open space with plywood as reqd. (complete). | item223 | 1 | Nos. | 903 |  |  | Excess(+) | 1 | Full Conversion | INR | [40 empty] | #VALUE! | #VALUE! | #VALUE! | 1.01 | Supplying, Conveying and fixing spls. Including eart | item1 | 123.223 | Nos
83 | Dismantling old Split/tower type air conditioner and shifting it to the desired location i/c. closing of open space with plywood as reqd. (complete). | item224 | 1 | Nos. | 1024 |  |  | Excess(+) | 1 | Full Conversion | INR | [40 empty] | #VALUE! | #VALUE! | #VALUE! | 1.02 | Construction of chamber for 100mm sluice plates | item2 | 213 | Nos
84 | Dismantling & removing of old water cooler//ICE Mechine of following size and shifting it to the desired location etc. complete as reqd. | item225 | 1 | Nos. | 966 |  |  | Excess(+) | 1 | Full Conversion | INR | [40 empty] | #VALUE! | #VALUE! | #VALUE! | 2 | Construction of chamber for 100mm sluices valve | item3 | 10 | Nos
85 | Installation, testing and commissioning of Window type Air Conditioner 1.5 TR/2.0 TR capacity i/c cost of wooden frame for fixing window AC etc. as reqd. | item226 | 1 | Nos. | 1153 |  |  | Excess(+) | 1 | Full Conversion | INR | [40 empty] | #VALUE! | #VALUE! | #VALUE! | 3 | Supplying, Conveying and fixing spls. Including ea | item4 | 10 | Nos
86 | Re-nstallation, testing, connecting & commissioning of split type AC 1.5 TR / 2.0 TR indoor & outdoor units with screw & fitting complete as reqd. | item227 | 3 | Nos. | 2317 |  |  | Excess(+) | 1 | Full Conversion | INR | [40 empty] | #VALUE! | #VALUE! | #VALUE! | 1.02 | Construction of chamber for 100mm sluice plates | item2 | 213 | Nos
87 | Dismantling & Re-installation, testing, commissioning of Split/Tower type Indoor Unit etc. complete as reqd. | item228 | 5 | Nos. | 1374 |  |  | Excess(+) | 1 | Full Conversion | INR | [40 empty] | #VALUE! | #VALUE! | #VALUE! | 2 | Construction of chamber for 100mm sluices valve | item3 | 10 | Nos
88 | Dismantling & Re-installation, testing, commissioning of Split/Tower type Outdoor Unit etc. complete as reqd. | item229 | 5 | Nos. | 1156 |  |  | Excess(+) | 1 | Full Conversion | INR | [40 empty] | #VALUE! | #VALUE! | #VALUE! | 3 | Supplying, Conveying and fixing spls. Including ea | item4 | 10 | Nos
89 | Supply, installation, testing and inter connecting refrigerant pipe work with closed cell elastometic nitrile rubber tubular insulation between each set of indoor & outdoor units as per specification, all piping inside the room shall be properly supported with MS hanger, The thickness of copper pipe per OEM std. | item230 | [52 empty] | 1.01 | Supplying, Conveying and fixing spls. Including eart | item1 | 123.223 | Nos
89.1 | 22.2 mm dia/ 19 mm thick insulation | item231 | 5 | Mtr | 759 |  |  | Excess(+) | 1 | Full Conversion | INR | [40 empty] | #VALUE! | #VALUE! | #VALUE! | 1.02 | Construction of chamber for 100mm sluice plates | item2 | 213 | Nos
89.2 | 19.1 mm dia/ 13 mm thick insulation | item232 | 5 | Mtr | 620 |  |  | Excess(+) | 1 | Full Conversion | INR | [40 empty] | #VALUE! | #VALUE! | #VALUE! | 2 | Construction of chamber for 100mm sluices valve | item3 | 10 | Nos
89.3 | 15.9 mm dia/ 13 mm thick insulation | item233 | 5 | Mtr | 516 |  |  | Excess(+) | 1 | Full Conversion | INR | [40 empty] | #VALUE! | #VALUE! | #VALUE! | 3 | Supplying, Conveying and fixing spls. Including ea | item4 | 10 | Nos
89.4 | 12.7 mm dia/ 13 mm thick insulation | item234 | 5 | Mtr | 408 |  |  | Excess(+) | 1 | Full Conversion | INR | [40 empty] | #VALUE! | #VALUE! | #VALUE! | 1.01 | Supplying, Conveying and fixing spls. Including eart | item1 | 123.223 | Nos
89.5 | 9.5 mm dia/ 13 mm thick insulation | item235 | 5 | Mtr | 290 |  |  | Excess(+) | 1 | Full Conversion | INR | [40 empty] | #VALUE! | #VALUE! | #VALUE! | 1.02 | Construction of chamber for 100mm sluice plates | item2 | 213 | Nos
89.6 | 6.35 mm dia/13 mm thick insulation | item236 | 5 | Mtr | 215 |  |  | Excess(+) | 1 | Full Conversion | INR | [40 empty] | #VALUE! | #VALUE! | #VALUE! | 2 | Construction of chamber for 100mm sluices valve | item3 | 10 | Nos
90 | Servicing of window ac's (i.e.- dismantling, cleaning, lubricating,re-fitting,testing & commissioning the unit) with cleaning the filters, cooling & condensing coils by removing dust, washing with approved condenser coil cleaner & finally wash with fresh water, lubricating the fan motor , denting work & painting of window ac, i/c. refitting of window ac by using auto wire,pvc tape,thimbles,m/c. screws,washers,nut ,bolts, etc.as required (complete). | item237 | 1 | Nos. | 723 |  |  | Excess(+) | 1 | Full Conversion | INR | [40 empty] | #VALUE! | #VALUE! | #VALUE! | 1.01 | Supplying, Conveying and fixing spls. Including eart | item1 | 123.223 | Nos
91 | Servicing of split/tower ac's (i.e.- dismantling, cleaning, lubricating,re-fitting,testing & commissioning the unit) with cleaning the filters, cooling & condensing coils by removing dust, washing with approved condenser coil cleaner & finally wash with fresh water, lubricating the fan motor , denting work & painting of window ac, i/c. refitting of window ac by using auto wire,pvc tape,thimbles,m/c. screws,washers,nut ,bolts, etc.as required (complete). | item238 | 1 | Nos. | 1135 |  |  | Excess(+) | 1 | Full Conversion | INR | [40 empty] | #VALUE! | #VALUE! | #VALUE! | 1.02 | Construction of chamber for 100mm sluice plates | item2 | 213 | Nos
92 | Servicing of water cooler (i.e.- dismantling ,cleaning, lubricating,re-fitting,testing & commissioning the unit) with cleaning of complete body,water storage tank & condensing coil by removing dust, washing with approved condenser coil cleaner & finally wash with fresh water, lubricating the fan motor , denting work ,removing water leakage & painting of rusted portion in water cooler , i/c. re-fitting of water cooler with plumbing work by using auto wire, pvc tape, thimbles, m/c. screws, washers, nut , bolts, etc.as required (complete). | item239 | [52 empty] | 2 | Construction of chamber for 100mm sluices valve | item3 | 10 | Nos
92.1 | Up to 120 Ltrs Capacity | item240 | 3 | Nos. | 776 |  |  | Excess(+) | 1 | Full Conversion | INR | [40 empty] | #VALUE! | #VALUE! | #VALUE! | 3 | Supplying, Conveying and fixing spls. Including ea | item4 | 10 | Nos
92.2 | 150/150 Ltrs Capacity | item241 | 3 | Nos. | 923 |  |  | Excess(+) | 1 | Full Conversion | INR | [40 empty] | #VALUE! | #VALUE! | #VALUE! | 1.02 | Construction of chamber for 100mm sluice plates | item2 | 213 | Nos
93 | Servicing of deep / chest freezer/ cold room (i.e.- dismantling, cleaning, lubricating, re-fitting, testing & commissioning the unit) with cleaning of complete body, storage cabins & condensing coils by removing dust, washing with washing powder & approved condenser coil cleaner & finally wash with fresh water, lubricating the fan motor , denting of patches & painting of rusted portion, i/c. re-fitting of deep/ chest freezer by using auto wire, pvc tape, thimbles, m/c. screws, washers, nut , bolts, etc.as required (complete). | item242 | 15 | Nos. | 1050 |  |  | Excess(+) | 1 | Full Conversion | INR | [40 empty] | #VALUE! | #VALUE! | #VALUE! | 2 | Construction of chamber for 100mm sluices valve | item3 | 10 | Nos
94 | Spray Painting of water cooler 150 litrs. Capacity /Freeze/ Deep freezer 300/ 400 Ltr capacity after denting work of small patches , scurbbing old paint , painting with one coat of primer and two coat of super enamal paint of approved brand manufacture as reqd. | item243 | 5 | Nos. | 1275 |  |  | Excess(+) | 1 | Full Conversion | INR | [40 empty] | #VALUE! | #VALUE! | #VALUE! | 3 | Supplying, Conveying and fixing spls. Including ea | item4 | 10 | Nos
95 | Repairing of PCB of split/window/tower type air conditioner unit etc. complete as required. | item244 | 5 | Nos. | 400 |  |  | Excess(+) | 1 | Full Conversion | INR | [40 empty] | #VALUE! | #VALUE! | #VALUE! | 1.01 | Supplying, Conveying and fixing spls. Including eart | item1 | 123.223 | Nos
96 | Supply & fixing of refrigerator bulb 15W as reqd. | item245 | 10 | Nos. | 167 |  |  | Excess(+) | 1 | Full Conversion | INR | [40 empty] | #VALUE! | #VALUE! | #VALUE! | 1.02 | Construction of chamber for 100mm sluice plates | item2 | 213 | Nos
97 | Supply & fixing of bulb cold room etc. complete as reqd as reqd. | item246 | 5 | Nos. | 318 |  |  | Excess(+) | 1 | Full Conversion | INR | [40 empty] | #VALUE! | #VALUE! | #VALUE! | 2 | Construction of chamber for 100mm sluices valve | item3 | 10 | Nos
98 | Supply & fixing thermostat assembly for refrigerator as reqd. | item247 | 5 | Nos. | 497 |  |  | Excess(+) | 1 | Full Conversion | INR | [40 empty] | #VALUE! | #VALUE! | #VALUE! | 3 | Supplying, Conveying and fixing spls. Including ea | item4 | 10 | Nos
99 | Supply & fixing cable connector 16 amp as reqd. | item248 | 10 | Nos. | 141 |  |  | Excess(+) | 1 | Full Conversion | INR | [40 empty] | #VALUE! | #VALUE! | #VALUE! | 1.01 | Supplying, Conveying and fixing spls. Including eart | item1 | 123.223 | Nos
100 | Supply & fixing drair with strainer for cold room/deep freezer etc as reqd. | item249 | [52 empty] | 1.02 | Construction of chamber for 100mm sluice plates | item2 | 213 | Nos
100.1 | 1/4" | item250 | 2 | Nos. | 411 |  |  | Excess(+) | 1 | Full Conversion | INR | [40 empty] | #VALUE! | #VALUE! | #VALUE! | 2 | Construction of chamber for 100mm sluices valve | item3 | 10 | Nos
100.2 | 3/8" | item251 | 2 | Nos. | 556 |  |  | Excess(+) | 1 | Full Conversion | INR | [40 empty] | #VALUE! | #VALUE! | #VALUE! | 1.01 | Supplying, Conveying and fixing spls. Including eart | item1 | 123.223 | Nos
101 | Supply & fixing dryer of window type Air conditioner 1.0/1.5/2.0 TR Capacity etc. complete as reqd. | item252 | 1 | Nos. | 237 |  |  | Excess(+) | 1 | Full Conversion | INR | [40 empty] | #VALUE! | #VALUE! | #VALUE! | 1.02 | Construction of chamber for 100mm sluice plates | item2 | 213 | Nos
102 | Supplying & drawing PVC round three /four core insulated copper cable of following sizes as reqd. | item253 | [52 empty] | 2 | Construction of chamber for 100mm sluices valve | item3 | 10 | Nos
102.1 | 3 x 2.5 sq.mm | item254 | 10 | Mtrs. | 140 |  |  | Excess(+) | 1 | Full Conversion | INR | [40 empty] | #VALUE! | #VALUE! | #VALUE! | 3 | Supplying, Conveying and fixing spls. Including ea | item4 | 10 | Nos
102.2 | 3 x 4.0 sq.mm | item255 | 10 | Mtrs. | 179 |  |  | Excess(+) | 1 | Full Conversion | INR | [40 empty] | #VALUE! | #VALUE! | #VALUE! | 1.02 | Construction of chamber for 100mm sluice plates | item2 | 213 | Nos
103 | Supplying & fixing of plug top of anchor make as reqd. | item256 | [52 empty] | 2 | Construction of chamber for 100mm sluices valve | item3 | 10 | Nos
103.1 | 5/6 amp | item257 | 10 | Nos. | 109 |  |  | Excess(+) | 1 | Full Conversion | INR | [40 empty] | #VALUE! | #VALUE! | #VALUE! | 3 | Supplying, Conveying and fixing spls. Including ea | item4 | 10 | Nos
103.2 | 15/16 amp | item258 | 10 | Nos. | 144 |  |  | Excess(+) | 1 | Full Conversion | INR | [40 empty] | #VALUE! | #VALUE! | #VALUE! | 1.01 | Supplying, Conveying and fixing spls. Including eart | item1 | 123.223 | Nos
104 | Supplying & fixing of metallic plug top/ metallic socket 20 Amp. of Legrand make in window Acs / deep freezer complete with connection as reqd. | item259 | [52 empty] | 1.02 | Construction of chamber for 100mm sluice plates | item2 | 213 | Nos
104.1 | 5 Amp. Metallic Plug Top | item260 | 10 | Nos. | 197 |  |  | Excess(+) | 1 | Full Conversion | INR | [40 empty] | #VALUE! | #VALUE! | #VALUE! | 2 | Construction of chamber for 100mm sluices valve | item3 | 10 | Nos
104.2 | 15 Amp. Metallic Plug Top | item261 | 10 | Nos. | 163 |  |  | Excess(+) | 1 | Full Conversion | INR | [40 empty] | #VALUE! | #VALUE! | #VALUE! | 3 | Supplying, Conveying and fixing spls. Including ea | item4 | 10 | Nos
105 | Supply & fixing of Angle iron frame made of 25/32 mm, thickness 5 mm for mounting of outdoor unit size, duly painted and finished with GI/ fiber canopy and vibration isolation pad if required complete etc. as reqd. | item262 | [52 empty] | 1.01 | Supplying, Conveying and fixing spls. Including eart | item1 | 123.223 | Nos
105.1 | Wall mounted (Upto 2.0 TR Capacity) | item263 | 2 | Nos. | 1808 |  |  | Excess(+) | 1 | Full Conversion | INR | [40 empty] | #VALUE! | #VALUE! | #VALUE! | 1.02 | Construction of chamber for 100mm sluice plates | item2 | 213 | Nos
105.2 | Floor Mounted (Upto 2.0 TR Capacity) | item264 | 2 | Nos. | 3000 |  |  | Excess(+) | 1 | Full Conversion | INR | [40 empty] | #VALUE! | #VALUE! | #VALUE! | 2 | Construction of chamber for 100mm sluices valve | item3 | 10 | Nos
106 | Re-Installtion (Old) refrigerant copper piping for suction & discharge line .as per standard specification with insulation on surface / recessed with clamps, screws complete from indoor to out door units complete etc as reqd | item265 | 5 | RMT | 41 |  |  | Excess(+) | 1 | Full Conversion | INR | [40 empty] | #VALUE! | #VALUE! | #VALUE! | 1.01 | Supplying, Conveying and fixing spls. Including eart | item1 | 123.223 | Nos
107 | Supply & fixing of copper piping as per standard specification with insulation on surface / recessed with clamps, screws complete from indoor to out door units complete etc. as reqd. | item266 | 5 | RMT | 800 |  |  | Excess(+) | 1 | Full Conversion | INR | [40 empty] | #VALUE! | #VALUE! | #VALUE! | 1.02 | Construction of chamber for 100mm sluice plates | item2 | 213 | Nos
108 | Providing and fixing Chlorinated Polyvinyl Chloride (CPVC) pipes, having thermal stability for hot & cold water supply, including all CPVC plain &brass threaded fittings, including fixing the pipe with clamps at 1.00 m spacing.This includes jointing of pipes & fittings with one step CPVC solvent cement and testing of joints complete as per direction of Engineer in Charge. | item267 | 5 | Mtr | 363 |  |  | Excess(+) | 1 | Full Conversion | INR | [40 empty] | #VALUE! | #VALUE! | #VALUE! | 2 | Construction of chamber for 100mm sluices valve | item3 | 10 | Nos
109 | Supply & fixing of following PVC/PPR drain pipe heavy duty 3 mm thick outer dia for drain line with elbow & bands , clamps on surface / recessed with as reqd. | item268 | [52 empty] | 3 | Supplying, Conveying and fixing spls. Including ea | item4 | 10 | Nos
109.1 | 20 mm dia | item269 | 5 | Mtrs. | 130 |  |  | Excess(+) | 1 | Full Conversion | INR | [40 empty] | #VALUE! | #VALUE! | #VALUE! | 1.02 | Construction of chamber for 100mm sluice plates | item2 | 213 | Nos
109.2 | 25 mm dia | item270 | 5 | Mtrs. | 148 |  |  | Excess(+) | 1 | Full Conversion | INR | [40 empty] | #VALUE! | #VALUE! | #VALUE! | 2 | Construction of chamber for 100mm sluices valve | item3 | 10 | Nos
109.3 | 32 mm dia | item271 | 5 | Mtrs. | 154 |  |  | Excess(+) | 1 | Full Conversion | INR | [40 empty] | #VALUE! | #VALUE! | #VALUE! | 3 | Supplying, Conveying and fixing spls. Including ea | item4 | 10 | Nos
109.4 | 40 mm dia | item272 | 5 | Mtrs. | 165 |  |  | Excess(+) | 1 | Full Conversion | INR | [40 empty] | #VALUE! | #VALUE! | #VALUE! | 1.01 | Supplying, Conveying and fixing spls. Including eart | item1 | 123.223 | Nos
110 | Supplying & Fixing of flexible drain pipe heavy duty in split type Ac's with clamps , supports etc. as reqd. | item273 | [52 empty] | 1.02 | Construction of chamber for 100mm sluice plates | item2 | 213 | Nos
110.1 | 20 mm dia | item274 | 5 | Mtrs. | 107 |  |  | Excess(+) | 1 | Full Conversion | INR | [40 empty] | #VALUE! | #VALUE! | #VALUE! | 2 | Construction of chamber for 100mm sluices valve | item3 | 10 | Nos
110.2 | 25 mm dia | item275 | 5 | Mtrs. | 113 |  |  | Excess(+) | 1 | Full Conversion | INR | [40 empty] | #VALUE! | #VALUE! | #VALUE! | 3 | Supplying, Conveying and fixing spls. Including ea | item4 | 10 | Nos
110.3 | 32 mm dia | item276 | 5 | Mtrs. | 119 |  |  | Excess(+) | 1 | Full Conversion | INR | [40 empty] | #VALUE! | #VALUE! | #VALUE! | 1.01 | Supplying, Conveying and fixing spls. Including eart | item1 | 123.223 | Nos
111 | Supplying & installation of DLP trunking 105 x 50mm and accessories plastic trunking without cover and partitions etc. as reqd. | item277 | 5 | Mtrs. | 923 |  |  | Excess(+) | 1 | Full Conversion | INR | [40 empty] | #VALUE! | #VALUE! | #VALUE! | 1.02 | Construction of chamber for 100mm sluice plates | item2 | 213 | Nos
112 | Supplying & installation of flexible cover 85 mm for DLP trunking size 105mm x 50mm etc. as reqd. | item278 | 5 | Mtrs. | 459 |  |  | Excess(+) | 1 | Full Conversion | INR | [40 empty] | #VALUE! | #VALUE! | #VALUE! | 2 | Construction of chamber for 100mm sluices valve | item3 | 10 | Nos
113 | Supplying & installation of DLP trunking 105 x 50 mm of following accessories etc. as reqd. | item279 | [52 empty] | 1.01 | Supplying, Conveying and fixing spls. Including eart | item1 | 123.223 | Nos
113.1 | End Cap | item280 | 5 | Nos. | 177 |  |  | Excess(+) | 1 | Full Conversion | INR | [40 empty] | #VALUE! | #VALUE! | #VALUE! | 1.02 | Construction of chamber for 100mm sluice plates | item2 | 213 | Nos
113.2 | Flat Angle | item281 | 5 | Nos. | 687 |  |  | Excess(+) | 1 | Full Conversion | INR | [40 empty] | #VALUE! | #VALUE! | #VALUE! | 2 | Construction of chamber for 100mm sluices valve | item3 | 10 | Nos
113.3 | Joints | item282 | 5 | Nos. | 203 |  |  | Excess(+) | 1 | Full Conversion | INR | [40 empty] | #VALUE! | #VALUE! | #VALUE! | 3 | Supplying, Conveying and fixing spls. Including ea | item4 | 10 | Nos
113.4 | Internal Angle | item283 | 5 | Nos. | 489 |  |  | Excess(+) | 1 | Full Conversion | INR | [40 empty] | #VALUE! | #VALUE! | #VALUE! | 1.02 | Construction of chamber for 100mm sluice plates | item2 | 213 | Nos
113.5 | External Angle | item284 | 5 | Nos. | 503 |  |  | Excess(+) | 1 | Full Conversion | INR | [40 empty] | #VALUE! | #VALUE! | #VALUE! | 2 | Construction of chamber for 100mm sluices valve | item3 | 10 | Nos
113.6 | Base joint | item285 | 5 | Nos. | 82 |  |  | Excess(+) | 1 | Full Conversion | INR | [40 empty] | #VALUE! | #VALUE! | #VALUE! | 3 | Supplying, Conveying and fixing spls. Including ea | item4 | 10 | Nos
Total in Figures | [51 empty] | #VALUE! | #VALUE! | #VALUE! | 4 | Construction of chamber for 100mm sluice plates | item5 | 10 | Nos
Quoted Rate in Figures |  |  |  | Select | [47 empty] | 0 | 0 | #VALUE!
Quoted Rate in Words |  | #VALUE!
Note on K13: gepadmin: 1. If you choose "Full Conversion" then Column BA (AMOUNT) and Column BB (TAXES) BOTH values will be convert based on selected Currency in (Column L). 2. If you choose "Partial Conversion" then Column BA (AMOUNT) only will be converted based on selected currency (Column L) and Column BB (TAXES) value (INR) will be added to the converted values.
Note on K14: gepadmin: 1. If you choose "Full Conversion" then Column BA (AMOUNT) and Column BB (TAXES) BOTH values will be convert based on selected Currency in (Column L). 2. If you choose "Partial Conversion" then Column BA (AMOUNT) only will be converted based on selected currency (Column L) and Column BB (TAXES) value (INR) will be added to the converted values.
Note on K15: gepadmin: 1. If you choose "Full Conversion" then Column BA (AMOUNT) and Column BB (TAXES) BOTH values will be convert based on selected Currency in (Column L). 2. If you choose "Partial Conversion" then Column BA (AMOUNT) only will be converted based on selected currency (Column L) and Column BB (TAXES) value (INR) will be added to the converted values.
Note on K16: gepadmin: 1. If you choose "Full Conversion" then Column BA (AMOUNT) and Column BB (TAXES) BOTH values will be convert based on selected Currency in (Column L). 2. If you choose "Partial Conversion" then Column BA (AMOUNT) only will be converted based on selected currency (Column L) and Column BB (TAXES) value (INR) will be added to the converted values.
Note on K17: gepadmin: 1. If you choose "Full Conversion" then Column BA (AMOUNT) and Column BB (TAXES) BOTH values will be convert based on selected Currency in (Column L). 2. If you choose "Partial Conversion" then Column BA (AMOUNT) only will be converted based on selected currency (Column L) and Column BB (TAXES) value (INR) will be added to the converted values.
Note on K18: gepadmin: 1. If you choose "Full Conversion" then Column BA (AMOUNT) and Column BB (TAXES) BOTH values will be convert based on selected Currency in (Column L). 2. If you choose "Partial Conversion" then Column BA (AMOUNT) only will be converted based on selected currency (Column L) and Column BB (TAXES) value (INR) will be added to the converted values.
Note on K19: gepadmin: 1. If you choose "Full Conversion" then Column BA (AMOUNT) and Column BB (TAXES) BOTH values will be convert based on selected Currency in (Column L). 2. If you choose "Partial Conversion" then Column BA (AMOUNT) only will be converted based on selected currency (Column L) and Column BB (TAXES) value (INR) will be added to the converted values.
Note on K20: gepadmin: 1. If you choose "Full Conversion" then Column BA (AMOUNT) and Column BB (TAXES) BOTH values will be convert based on selected Currency in (Column L). 2. If you choose "Partial Conversion" then Column BA (AMOUNT) only will be converted based on selected currency (Column L) and Column BB (TAXES) value (INR) will be added to the converted values.
Note on K21: gepadmin: 1. If you choose "Full Conversion" then Column BA (AMOUNT) and Column BB (TAXES) BOTH values will be convert based on selected Currency in (Column L). 2. If you choose "Partial Conversion" then Column BA (AMOUNT) only will be converted based on selected currency (Column L) and Column BB (TAXES) value (INR) will be added to the converted values.
Note on K22: gepadmin: 1. If you choose "Full Conversion" then Column BA (AMOUNT) and Column BB (TAXES) BOTH values will be convert based on selected Currency in (Column L). 2. If you choose "Partial Conversion" then Column BA (AMOUNT) only will be converted based on selected currency (Column L) and Column BB (TAXES) value (INR) will be added to the converted values.
Note on K23: gepadmin: 1. If you choose "Full Conversion" then Column BA (AMOUNT) and Column BB (TAXES) BOTH values will be convert based on selected Currency in (Column L). 2. If you choose "Partial Conversion" then Column BA (AMOUNT) only will be converted based on selected currency (Column L) and Column BB (TAXES) value (INR) will be added to the converted values.
Note on K24: gepadmin: 1. If you choose "Full Conversion" then Column BA (AMOUNT) and Column BB (TAXES) BOTH values will be convert based on selected Currency in (Column L). 2. If you choose "Partial Conversion" then Column BA (AMOUNT) only will be converted based on selected currency (Column L) and Column BB (TAXES) value (INR) will be added to the converted values.
Note on K25: gepadmin: 1. If you choose "Full Conversion" then Column BA (AMOUNT) and Column BB (TAXES) BOTH values will be convert based on selected Currency in (Column L). 2. If you choose "Partial Conversion" then Column BA (AMOUNT) only will be converted based on selected currency (Column L) and Column BB (TAXES) value (INR) will be added to the converted values.
Note on K26: gepadmin: 1. If you choose "Full Conversion" then Column BA (AMOUNT) and Column BB (TAXES) BOTH values will be convert based on selected Currency in (Column L). 2. If you choose "Partial Conversion" then Column BA (AMOUNT) only will be converted based on selected currency (Column L) and Column BB (TAXES) value (INR) will be added to the converted values.
Note on K27: gepadmin: 1. If you choose "Full Conversion" then Column BA (AMOUNT) and Column BB (TAXES) BOTH values will be convert based on selected Currency in (Column L). 2. If you choose "Partial Conversion" then Column BA (AMOUNT) only will be converted based on selected currency (Column L) and Column BB (TAXES) value (INR) will be added to the converted values.
Note on K28: gepadmin: 1. If you choose "Full Conversion" then Column BA (AMOUNT) and Column BB (TAXES) BOTH values will be convert based on selected Currency in (Column L). 2. If you choose "Partial Conversion" then Column BA (AMOUNT) only will be converted based on selected currency (Column L) and Column BB (TAXES) value (INR) will be added to the converted values.
Note on K29: gepadmin: 1. If you choose "Full Conversion" then Column BA (AMOUNT) and Column BB (TAXES) BOTH values will be convert based on selected Currency in (Column L). 2. If you choose "Partial Conversion" then Column BA (AMOUNT) only will be converted based on selected currency (Column L) and Column BB (TAXES) value (INR) will be added to the converted values.
Note on K30: gepadmin: 1. If you choose "Full Conversion" then Column BA (AMOUNT) and Column BB (TAXES) BOTH values will be convert based on selected Currency in (Column L). 2. If you choose "Partial Conversion" then Column BA (AMOUNT) only will be converted based on selected currency (Column L) and Column BB (TAXES) value (INR) will be added to the converted values.
Note on K31: gepadmin: 1. If you choose "Full Conversion" then Column BA (AMOUNT) and Column BB (TAXES) BOTH values will be convert based on selected Currency in (Column L). 2. If you choose "Partial Conversion" then Column BA (AMOUNT) only will be converted based on selected currency (Column L) and Column BB (TAXES) value (INR) will be added to the converted values.
Note on K32: gepadmin: 1. If you choose "Full Conversion" then Column BA (AMOUNT) and Column BB (TAXES) BOTH values will be convert based on selected Currency in (Column L). 2. If you choose "Partial Conversion" then Column BA (AMOUNT) only will be converted based on selected currency (Column L) and Column BB (TAXES) value (INR) will be added to the converted values.
Note on K33: gepadmin: 1. If you choose "Full Conversion" then Column BA (AMOUNT) and Column BB (TAXES) BOTH values will be convert based on selected Currency in (Column L). 2. If you choose "Partial Conversion" then Column BA (AMOUNT) only will be converted based on selected currency (Column L) and Column BB (TAXES) value (INR) will be added to the converted values.
Note on K34: gepadmin: 1. If you choose "Full Conversion" then Column BA (AMOUNT) and Column BB (TAXES) BOTH values will be convert based on selected Currency in (Column L). 2. If you choose "Partial Conversion" then Column BA (AMOUNT) only will be converted based on selected currency (Column L) and Column BB (TAXES) value (INR) will be added to the converted values.
Note on K35: gepadmin: 1. If you choose "Full Conversion" then Column BA (AMOUNT) and Column BB (TAXES) BOTH values will be convert based on selected Currency in (Column L). 2. If you choose "Partial Conversion" then Column BA (AMOUNT) only will be converted based on selected currency (Column L) and Column BB (TAXES) value (INR) will be added to the converted values.
Note on K36: gepadmin: 1. If you choose "Full Conversion" then Column BA (AMOUNT) and Column BB (TAXES) BOTH values will be convert based on selected Currency in (Column L). 2. If you choose "Partial Conversion" then Column BA (AMOUNT) only will be converted based on selected currency (Column L) and Column BB (TAXES) value (INR) will be added to the converted values.
Note on K37: gepadmin: 1. If you choose "Full Conversion" then Column BA (AMOUNT) and Column BB (TAXES) BOTH values will be convert based on selected Currency in (Column L). 2. If you choose "Partial Conversion" then Column BA (AMOUNT) only will be converted based on selected currency (Column L) and Column BB (TAXES) value (INR) will be added to the converted values.
Note on K38: gepadmin: 1. If you choose "Full Conversion" then Column BA (AMOUNT) and Column BB (TAXES) BOTH values will be convert based on selected Currency in (Column L). 2. If you choose "Partial Conversion" then Column BA (AMOUNT) only will be converted based on selected currency (Column L) and Column BB (TAXES) value (INR) will be added to the converted values.
Note on K39: gepadmin: 1. If you choose "Full Conversion" then Column BA (AMOUNT) and Column BB (TAXES) BOTH values will be convert based on selected Currency in (Column L). 2. If you choose "Partial Conversion" then Column BA (AMOUNT) only will be converted based on selected currency (Column L) and Column BB (TAXES) value (INR) will be added to the converted values.
Note on K40: gepadmin: 1. If you choose "Full Conversion" then Column BA (AMOUNT) and Column BB (TAXES) BOTH values will be convert based on selected Currency in (Column L). 2. If you choose "Partial Conversion" then Column BA (AMOUNT) only will be converted based on selected currency (Column L) and Column BB (TAXES) value (INR) will be added to the converted values.
Note on K41: gepadmin: 1. If you choose "Full Conversion" then Column BA (AMOUNT) and Column BB (TAXES) BOTH values will be convert based on selected Currency in (Column L). 2. If you choose "Partial Conversion" then Column BA (AMOUNT) only will be converted based on selected currency (Column L) and Column BB (TAXES) value (INR) will be added to the converted values.
Note on K42: gepadmin: 1. If you choose "Full Conversion" then Column BA (AMOUNT) and Column BB (TAXES) BOTH values will be convert based on selected Currency in (Column L). 2. If you choose "Partial Conversion" then Column BA (AMOUNT) only will be converted based on selected currency (Column L) and Column BB (TAXES) value (INR) will be added to the converted values.
Note on K43: gepadmin: 1. If you choose "Full Conversion" then Column BA (AMOUNT) and Column BB (TAXES) BOTH values will be convert based on selected Currency in (Column L). 2. If you choose "Partial Conversion" then Column BA (AMOUNT) only will be converted based on selected currency (Column L) and Column BB (TAXES) value (INR) will be added to the converted values.
Note on K44: gepadmin: 1. If you choose "Full Conversion" then Column BA (AMOUNT) and Column BB (TAXES) BOTH values will be convert based on selected Currency in (Column L). 2. If you choose "Partial Conversion" then Column BA (AMOUNT) only will be converted based on selected currency (Column L) and Column BB (TAXES) value (INR) will be added to the converted values.
Note on K45: gepadmin: 1. If you choose "Full Conversion" then Column BA (AMOUNT) and Column BB (TAXES) BOTH values will be convert based on selected Currency in (Column L). 2. If you choose "Partial Conversion" then Column BA (AMOUNT) only will be converted based on selected currency (Column L) and Column BB (TAXES) value (INR) will be added to the converted values.
Note on K46: gepadmin: 1. If you choose "Full Conversion" then Column BA (AMOUNT) and Column BB (TAXES) BOTH values will be convert based on selected Currency in (Column L). 2. If you choose "Partial Conversion" then Column BA (AMOUNT) only will be converted based on selected currency (Column L) and Column BB (TAXES) value (INR) will be added to the converted values.
Note on K47: gepadmin: 1. If you choose "Full Conversion" then Column BA (AMOUNT) and Column BB (TAXES) BOTH values will be convert based on selected Currency in (Column L). 2. If you choose "Partial Conversion" then Column BA (AMOUNT) only will be converted based on selected currency (Column L) and Column BB (TAXES) value (INR) will be added to the converted values.
Note on K48: gepadmin: 1. If you choose "Full Conversion" then Column BA (AMOUNT) and Column BB (TAXES) BOTH values will be convert based on selected Currency in (Column L). 2. If you choose "Partial Conversion" then Column BA (AMOUNT) only will be converted based on selected currency (Column L) and Column BB (TAXES) value (INR) will be added to the converted values.
Note on K49: gepadmin: 1. If you choose "Full Conversion" then Column BA (AMOUNT) and Column BB (TAXES) BOTH values will be convert based on selected Currency in (Column L). 2. If you choose "Partial Conversion" then Column BA (AMOUNT) only will be converted based on selected currency (Column L) and Column BB (TAXES) value (INR) will be added to the converted values.
Note on K50: gepadmin: 1. If you choose "Full Conversion" then Column BA (AMOUNT) and Column BB (TAXES) BOTH values will be convert based on selected Currency in (Column L). 2. If you choose "Partial Conversion" then Column BA (AMOUNT) only will be converted based on selected currency (Column L) and Column BB (TAXES) value (INR) will be added to the converted values.
Note on K51: gepadmin: 1. If you choose "Full Conversion" then Column BA (AMOUNT) and Column BB (TAXES) BOTH values will be convert based on selected Currency in (Column L). 2. If you choose "Partial Conversion" then Column BA (AMOUNT) only will be converted based on selected currency (Column L) and Column BB (TAXES) value (INR) will be added to the converted values.
Note on K52: gepadmin: 1. If you choose "Full Conversion" then Column BA (AMOUNT) and Column BB (TAXES) BOTH values will be convert based on selected Currency in (Column L). 2. If you choose "Partial Conversion" then Column BA (AMOUNT) only will be converted based on selected currency (Column L) and Column BB (TAXES) value (INR) will be added to the converted values.
Note on K53: gepadmin: 1. If you choose "Full Conversion" then Column BA (AMOUNT) and Column BB (TAXES) BOTH values will be convert based on selected Currency in (Column L). 2. If you choose "Partial Conversion" then Column BA (AMOUNT) only will be converted based on selected currency (Column L) and Column BB (TAXES) value (INR) will be added to the converted values.
Note on K54: gepadmin: 1. If you choose "Full Conversion" then Column BA (AMOUNT) and Column BB (TAXES) BOTH values will be convert based on selected Currency in (Column L). 2. If you choose "Partial Conversion" then Column BA (AMOUNT) only will be converted based on selected currency (Column L) and Column BB (TAXES) value (INR) will be added to the converted values.
Note on K55: gepadmin: 1. If you choose "Full Conversion" then Column BA (AMOUNT) and Column BB (TAXES) BOTH values will be convert based on selected Currency in (Column L). 2. If you choose "Partial Conversion" then Column BA (AMOUNT) only will be converted based on selected currency (Column L) and Column BB (TAXES) value (INR) will be added to the converted values.
Note on K56: gepadmin: 1. If you choose "Full Conversion" then Column BA (AMOUNT) and Column BB (TAXES) BOTH values will be convert based on selected Currency in (Column L). 2. If you choose "Partial Conversion" then Column BA (AMOUNT) only will be converted based on selected currency (Column L) and Column BB (TAXES) value (INR) will be added to the converted values.
Note on K57: gepadmin: 1. If you choose "Full Conversion" then Column BA (AMOUNT) and Column BB (TAXES) BOTH values will be convert based on selected Currency in (Column L). 2. If you choose "Partial Conversion" then Column BA (AMOUNT) only will be converted based on selected currency (Column L) and Column BB (TAXES) value (INR) will be added to the converted values.
Note on K58: gepadmin: 1. If you choose "Full Conversion" then Column BA (AMOUNT) and Column BB (TAXES) BOTH values will be convert based on selected Currency in (Column L). 2. If you choose "Partial Conversion" then Column BA (AMOUNT) only will be converted based on selected currency (Column L) and Column BB (TAXES) value (INR) will be added to the converted values.
Note on K59: gepadmin: 1. If you choose "Full Conversion" then Column BA (AMOUNT) and Column BB (TAXES) BOTH values will be convert based on selected Currency in (Column L). 2. If you choose "Partial Conversion" then Column BA (AMOUNT) only will be converted based on selected currency (Column L) and Column BB (TAXES) value (INR) will be added to the converted values.
Note on K60: gepadmin: 1. If you choose "Full Conversion" then Column BA (AMOUNT) and Column BB (TAXES) BOTH values will be convert based on selected Currency in (Column L). 2. If you choose "Partial Conversion" then Column BA (AMOUNT) only will be converted based on selected currency (Column L) and Column BB (TAXES) value (INR) will be added to the converted values.
Note on K61: gepadmin: 1. If you choose "Full Conversion" then Column BA (AMOUNT) and Column BB (TAXES) BOTH values will be convert based on selected Currency in (Column L). 2. If you choose "Partial Conversion" then Column BA (AMOUNT) only will be converted based on selected currency (Column L) and Column BB (TAXES) value (INR) will be added to the converted values.
Note on K62: gepadmin: 1. If you choose "Full Conversion" then Column BA (AMOUNT) and Column BB (TAXES) BOTH values will be convert based on selected Currency in (Column L). 2. If you choose "Partial Conversion" then Column BA (AMOUNT) only will be converted based on selected currency (Column L) and Column BB (TAXES) value (INR) will be added to the converted values.
Note on K63: gepadmin: 1. If you choose "Full Conversion" then Column BA (AMOUNT) and Column BB (TAXES) BOTH values will be convert based on selected Currency in (Column L). 2. If you choose "Partial Conversion" then Column BA (AMOUNT) only will be converted based on selected currency (Column L) and Column BB (TAXES) value (INR) will be added to the converted values.
Note on K64: gepadmin: 1. If you choose "Full Conversion" then Column BA (AMOUNT) and Column BB (TAXES) BOTH values will be convert based on selected Currency in (Column L). 2. If you choose "Partial Conversion" then Column BA (AMOUNT) only will be converted based on selected currency (Column L) and Column BB (TAXES) value (INR) will be added to the converted values.
Note on K65: gepadmin: 1. If you choose "Full Conversion" then Column BA (AMOUNT) and Column BB (TAXES) BOTH values will be convert based on selected Currency in (Column L). 2. If you choose "Partial Conversion" then Column BA (AMOUNT) only will be converted based on selected currency (Column L) and Column BB (TAXES) value (INR) will be added to the converted values.
Note on K66: gepadmin: 1. If you choose "Full Conversion" then Column BA (AMOUNT) and Column BB (TAXES) BOTH values will be convert based on selected Currency in (Column L). 2. If you choose "Partial Conversion" then Column BA (AMOUNT) only will be converted based on selected currency (Column L) and Column BB (TAXES) value (INR) will be added to the converted values.
Note on K68: gepadmin: 1. If you choose "Full Conversion" then Column BA (AMOUNT) and Column BB (TAXES) BOTH values will be convert based on selected Currency in (Column L). 2. If you choose "Partial Conversion" then Column BA (AMOUNT) only will be converted based on selected currency (Column L) and Column BB (TAXES) value (INR) will be added to the converted values.
Note on K69: gepadmin: 1. If you choose "Full Conversion" then Column BA (AMOUNT) and Column BB (TAXES) BOTH values will be convert based on selected Currency in (Column L). 2. If you choose "Partial Conversion" then Column BA (AMOUNT) only will be converted based on selected currency (Column L) and Column BB (TAXES) value (INR) will be added to the converted values.
Note on K70: gepadmin: 1. If you choose "Full Conversion" then Column BA (AMOUNT) and Column BB (TAXES) BOTH values will be convert based on selected Currency in (Column L). 2. If you choose "Partial Conversion" then Column BA (AMOUNT) only will be converted based on selected currency (Column L) and Column BB (TAXES) value (INR) will be added to the converted values.
Note on K71: gepadmin: 1. If you choose "Full Conversion" then Column BA (AMOUNT) and Column BB (TAXES) BOTH values will be convert based on selected Currency in (Column L). 2. If you choose "Partial Conversion" then Column BA (AMOUNT) only will be converted based on selected currency (Column L) and Column BB (TAXES) value (INR) will be added to the converted values.
Note on K72: gepadmin: 1. If you choose "Full Conversion" then Column BA (AMOUNT) and Column BB (TAXES) BOTH values will be convert based on selected Currency in (Column L). 2. If you choose "Partial Conversion" then Column BA (AMOUNT) only will be converted based on selected currency (Column L) and Column BB (TAXES) value (INR) will be added to the converted values.
Note on K73: gepadmin: 1. If you choose "Full Conversion" then Column BA (AMOUNT) and Column BB (TAXES) BOTH values will be convert based on selected Currency in (Column L). 2. If you choose "Partial Conversion" then Column BA (AMOUNT) only will be converted based on selected currency (Column L) and Column BB (TAXES) value (INR) will be added to the converted values.
Note on K74: gepadmin: 1. If you choose "Full Conversion" then Column BA (AMOUNT) and Column BB (TAXES) BOTH values will be convert based on selected Currency in (Column L). 2. If you choose "Partial Conversion" then Column BA (AMOUNT) only will be converted based on selected currency (Column L) and Column BB (TAXES) value (INR) will be added to the converted values.
Note on K75: gepadmin: 1. If you choose "Full Conversion" then Column BA (AMOUNT) and Column BB (TAXES) BOTH values will be convert based on selected Currency in (Column L). 2. If you choose "Partial Conversion" then Column BA (AMOUNT) only will be converted based on selected currency (Column L) and Column BB (TAXES) value (INR) will be added to the converted values.
Note on K76: gepadmin: 1. If you choose "Full Conversion" then Column BA (AMOUNT) and Column BB (TAXES) BOTH values will be convert based on selected Currency in (Column L). 2. If you choose "Partial Conversion" then Column BA (AMOUNT) only will be converted based on selected currency (Column L) and Column BB (TAXES) value (INR) will be added to the converted values.
Note on K77: gepadmin: 1. If you choose "Full Conversion" then Column BA (AMOUNT) and Column BB (TAXES) BOTH values will be convert based on selected Currency in (Column L). 2. If you choose "Partial Conversion" then Column BA (AMOUNT) only will be converted based on selected currency (Column L) and Column BB (TAXES) value (INR) will be added to the converted values.
Note on K78: gepadmin: 1. If you choose "Full Conversion" then Column BA (AMOUNT) and Column BB (TAXES) BOTH values will be convert based on selected Currency in (Column L). 2. If you choose "Partial Conversion" then Column BA (AMOUNT) only will be converted based on selected currency (Column L) and Column BB (TAXES) value (INR) will be added to the converted values.
Note on K79: gepadmin: 1. If you choose "Full Conversion" then Column BA (AMOUNT) and Column BB (TAXES) BOTH values will be convert based on selected Currency in (Column L). 2. If you choose "Partial Conversion" then Column BA (AMOUNT) only will be converted based on selected currency (Column L) and Column BB (TAXES) value (INR) will be added to the converted values.
Note on K80: gepadmin: 1. If you choose "Full Conversion" then Column BA (AMOUNT) and Column BB (TAXES) BOTH values will be convert based on selected Currency in (Column L). 2. If you choose "Partial Conversion" then Column BA (AMOUNT) only will be converted based on selected currency (Column L) and Column BB (TAXES) value (INR) will be added to the converted values.
Note on K81: gepadmin: 1. If you choose "Full Conversion" then Column BA (AMOUNT) and Column BB (TAXES) BOTH values will be convert based on selected Currency in (Column L). 2. If you choose "Partial Conversion" then Column BA (AMOUNT) only will be converted based on selected currency (Column L) and Column BB (TAXES) value (INR) will be added to the converted values.
Note on K82: gepadmin: 1. If you choose "Full Conversion" then Column BA (AMOUNT) and Column BB (TAXES) BOTH values will be convert based on selected Currency in (Column L). 2. If you choose "Partial Conversion" then Column BA (AMOUNT) only will be converted based on selected currency (Column L) and Column BB (TAXES) value (INR) will be added to the converted values.
Note on K83: gepadmin: 1. If you choose "Full Conversion" then Column BA (AMOUNT) and Column BB (TAXES) BOTH values will be convert based on selected Currency in (Column L). 2. If you choose "Partial Conversion" then Column BA (AMOUNT) only will be converted based on selected currency (Column L) and Column BB (TAXES) value (INR) will be added to the converted values.
Note on K84: gepadmin: 1. If you choose "Full Conversion" then Column BA (AMOUNT) and Column BB (TAXES) BOTH values will be convert based on selected Currency in (Column L). 2. If you choose "Partial Conversion" then Column BA (AMOUNT) only will be converted based on selected currency (Column L) and Column BB (TAXES) value (INR) will be added to the converted values.
Note on K85: gepadmin: 1. If you choose "Full Conversion" then Column BA (AMOUNT) and Column BB (TAXES) BOTH values will be convert based on selected Currency in (Column L). 2. If you choose "Partial Conversion" then Column BA (AMOUNT) only will be converted based on selected currency (Column L) and Column BB (TAXES) value (INR) will be added to the converted values.
Note on K86: gepadmin: 1. If you choose "Full Conversion" then Column BA (AMOUNT) and Column BB (TAXES) BOTH values will be convert based on selected Currency in (Column L). 2. If you choose "Partial Conversion" then Column BA (AMOUNT) only will be converted based on selected currency (Column L) and Column BB (TAXES) value (INR) will be added to the converted values.
Note on K87: gepadmin: 1. If you choose "Full Conversion" then Column BA (AMOUNT) and Column BB (TAXES) BOTH values will be convert based on selected Currency in (Column L). 2. If you choose "Partial Conversion" then Column BA (AMOUNT) only will be converted based on selected currency (Column L) and Column BB (TAXES) value (INR) will be added to the converted values.
Note on K88: gepadmin: 1. If you choose "Full Conversion" then Column BA (AMOUNT) and Column BB (TAXES) BOTH values will be convert based on selected Currency in (Column L). 2. If you choose "Partial Conversion" then Column BA (AMOUNT) only will be converted based on selected currency (Column L) and Column BB (TAXES) value (INR) will be added to the converted values.
Note on K89: gepadmin: 1. If you choose "Full Conversion" then Column BA (AMOUNT) and Column BB (TAXES) BOTH values will be convert based on selected Currency in (Column L). 2. If you choose "Partial Conversion" then Column BA (AMOUNT) only will be converted based on selected currency (Column L) and Column BB (TAXES) value (INR) will be added to the converted values.
Note on K90: gepadmin: 1. If you choose "Full Conversion" then Column BA (AMOUNT) and Column BB (TAXES) BOTH values will be convert based on selected Currency in (Column L). 2. If you choose "Partial Conversion" then Column BA (AMOUNT) only will be converted based on selected currency (Column L) and Column BB (TAXES) value (INR) will be added to the converted values.
Note on K91: gepadmin: 1. If you choose "Full Conversion" then Column BA (AMOUNT) and Column BB (TAXES) BOTH values will be convert based on selected Currency in (Column L). 2. If you choose "Partial Conversion" then Column BA (AMOUNT) only will be converted based on selected currency (Column L) and Column BB (TAXES) value (INR) will be added to the converted values.
Note on K92: gepadmin: 1. If you choose "Full Conversion" then Column BA (AMOUNT) and Column BB (TAXES) BOTH values will be convert based on selected Currency in (Column L). 2. If you choose "Partial Conversion" then Column BA (AMOUNT) only will be converted based on selected currency (Column L) and Column BB (TAXES) value (INR) will be added to the converted values.
Note on K93: gepadmin: 1. If you choose "Full Conversion" then Column BA (AMOUNT) and Column BB (TAXES) BOTH values will be convert based on selected Currency in (Column L). 2. If you choose "Partial Conversion" then Column BA (AMOUNT) only will be converted based on selected currency (Column L) and Column BB (TAXES) value (INR) will be added to the converted values.
Note on K94: gepadmin: 1. If you choose "Full Conversion" then Column BA (AMOUNT) and Column BB (TAXES) BOTH values will be convert based on selected Currency in (Column L). 2. If you choose "Partial Conversion" then Column BA (AMOUNT) only will be converted based on selected currency (Column L) and Column BB (TAXES) value (INR) will be added to the converted values.
Note on K95: gepadmin: 1. If you choose "Full Conversion" then Column BA (AMOUNT) and Column BB (TAXES) BOTH values will be convert based on selected Currency in (Column L). 2. If you choose "Partial Conversion" then Column BA (AMOUNT) only will be converted based on selected currency (Column L) and Column BB (TAXES) value (INR) will be added to the converted values.
Note on K96: gepadmin: 1. If you choose "Full Conversion" then Column BA (AMOUNT) and Column BB (TAXES) BOTH values will be convert based on selected Currency in (Column L). 2. If you choose "Partial Conversion" then Column BA (AMOUNT) only will be converted based on selected currency (Column L) and Column BB (TAXES) value (INR) will be added to the converted values.
Note on K97: gepadmin: 1. If you choose "Full Conversion" then Column BA (AMOUNT) and Column BB (TAXES) BOTH values will be convert based on selected Currency in (Column L). 2. If you choose "Partial Conversion" then Column BA (AMOUNT) only will be converted based on selected currency (Column L) and Column BB (TAXES) value (INR) will be added to the converted values.
Note on K98: gepadmin: 1. If you choose "Full Conversion" then Column BA (AMOUNT) and Column BB (TAXES) BOTH values will be convert based on selected Currency in (Column L). 2. If you choose "Partial Conversion" then Column BA (AMOUNT) only will be converted based on selected currency (Column L) and Column BB (TAXES) value (INR) will be added to the converted values.
Note on K99: gepadmin: 1. If you choose "Full Conversion" then Column BA (AMOUNT) and Column BB (TAXES) BOTH values will be convert based on selected Currency in (Column L). 2. If you choose "Partial Conversion" then Column BA (AMOUNT) only will be converted based on selected currency (Column L) and Column BB (TAXES) value (INR) will be added to the converted values.
Note on K100: gepadmin: 1. If you choose "Full Conversion" then Column BA (AMOUNT) and Column BB (TAXES) BOTH values will be convert based on selected Currency in (Column L). 2. If you choose "Partial Conversion" then Column BA (AMOUNT) only will be converted based on selected currency (Column L) and Column BB (TAXES) value (INR) will be added to the converted values.
Note on K101: gepadmin: 1. If you choose "Full Conversion" then Column BA (AMOUNT) and Column BB (TAXES) BOTH values will be convert based on selected Currency in (Column L). 2. If you choose "Partial Conversion" then Column BA (AMOUNT) only will be converted based on selected currency (Column L) and Column BB (TAXES) value (INR) will be added to the converted values.
Note on K102: gepadmin: 1. If you choose "Full Conversion" then Column BA (AMOUNT) and Column BB (TAXES) BOTH values will be convert based on selected Currency in (Column L). 2. If you choose "Partial Conversion" then Column BA (AMOUNT) only will be converted based on selected currency (Column L) and Column BB (TAXES) value (INR) will be added to the converted values.
Note on K103: gepadmin: 1. If you choose "Full Conversion" then Column BA (AMOUNT) and Column BB (TAXES) BOTH values will be convert based on selected Currency in (Column L). 2. If you choose "Partial Conversion" then Column BA (AMOUNT) only will be converted based on selected currency (Column L) and Column BB (TAXES) value (INR) will be added to the converted values.
Note on K104: gepadmin: 1. If you choose "Full Conversion" then Column BA (AMOUNT) and Column BB (TAXES) BOTH values will be convert based on selected Currency in (Column L). 2. If you choose "Partial Conversion" then Column BA (AMOUNT) only will be converted based on selected currency (Column L) and Column BB (TAXES) value (INR) will be added to the converted values.
Note on K105: gepadmin: 1. If you choose "Full Conversion" then Column BA (AMOUNT) and Column BB (TAXES) BOTH values will be convert based on selected Currency in (Column L). 2. If you choose "Partial Conversion" then Column BA (AMOUNT) only will be converted based on selected currency (Column L) and Column BB (TAXES) value (INR) will be added to the converted values.
Note on K106: gepadmin: 1. If you choose "Full Conversion" then Column BA (AMOUNT) and Column BB (TAXES) BOTH values will be convert based on selected Currency in (Column L). 2. If you choose "Partial Conversion" then Column BA (AMOUNT) only will be converted based on selected currency (Column L) and Column BB (TAXES) value (INR) will be added to the converted values.
Note on K107: gepadmin: 1. If you choose "Full Conversion" then Column BA (AMOUNT) and Column BB (TAXES) BOTH values will be convert based on selected Currency in (Column L). 2. If you choose "Partial Conversion" then Column BA (AMOUNT) only will be converted based on selected currency (Column L) and Column BB (TAXES) value (INR) will be added to the converted values.
Note on K108: gepadmin: 1. If you choose "Full Conversion" then Column BA (AMOUNT) and Column BB (TAXES) BOTH values will be convert based on selected Currency in (Column L). 2. If you choose "Partial Conversion" then Column BA (AMOUNT) only will be converted based on selected currency (Column L) and Column BB (TAXES) value (INR) will be added to the converted values.
Note on K109: gepadmin: 1. If you choose "Full Conversion" then Column BA (AMOUNT) and Column BB (TAXES) BOTH values will be convert based on selected Currency in (Column L). 2. If you choose "Partial Conversion" then Column BA (AMOUNT) only will be converted based on selected currency (Column L) and Column BB (TAXES) value (INR) will be added to the converted values.
Note on K110: gepadmin: 1. If you choose "Full Conversion" then Column BA (AMOUNT) and Column BB (TAXES) BOTH values will be convert based on selected Currency in (Column L). 2. If you choose "Partial Conversion" then Column BA (AMOUNT) only will be converted based on selected currency (Column L) and Column BB (TAXES) value (INR) will be added to the converted values.
Note on K111: gepadmin: 1. If you choose "Full Conversion" then Column BA (AMOUNT) and Column BB (TAXES) BOTH values will be convert based on selected Currency in (Column L). 2. If you choose "Partial Conversion" then Column BA (AMOUNT) only will be converted based on selected currency (Column L) and Column BB (TAXES) value (INR) will be added to the converted values.
Note on K112: gepadmin: 1. If you choose "Full Conversion" then Column BA (AMOUNT) and Column BB (TAXES) BOTH values will be convert based on selected Currency in (Column L). 2. If you choose "Partial Conversion" then Column BA (AMOUNT) only will be converted based on selected currency (Column L) and Column BB (TAXES) value (INR) will be added to the converted values.
Note on K113: gepadmin: 1. If you choose "Full Conversion" then Column BA (AMOUNT) and Column BB (TAXES) BOTH values will be convert based on selected Currency in (Column L). 2. If you choose "Partial Conversion" then Column BA (AMOUNT) only will be converted based on selected currency (Column L) and Column BB (TAXES) value (INR) will be added to the converted values.
Note on K114: gepadmin: 1. If you choose "Full Conversion" then Column BA (AMOUNT) and Column BB (TAXES) BOTH values will be convert based on selected Currency in (Column L). 2. If you choose "Partial Conversion" then Column BA (AMOUNT) only will be converted based on selected currency (Column L) and Column BB (TAXES) value (INR) will be added to the converted values.
Note on K115: gepadmin: 1. If you choose "Full Conversion" then Column BA (AMOUNT) and Column BB (TAXES) BOTH values will be convert based on selected Currency in (Column L). 2. If you choose "Partial Conversion" then Column BA (AMOUNT) only will be converted based on selected currency (Column L) and Column BB (TAXES) value (INR) will be added to the converted values.
Note on K116: gepadmin: 1. If you choose "Full Conversion" then Column BA (AMOUNT) and Column BB (TAXES) BOTH values will be convert based on selected Currency in (Column L). 2. If you choose "Partial Conversion" then Column BA (AMOUNT) only will be converted based on selected currency (Column L) and Column BB (TAXES) value (INR) will be added to the converted values.
Note on K117: gepadmin: 1. If you choose "Full Conversion" then Column BA (AMOUNT) and Column BB (TAXES) BOTH values will be convert based on selected Currency in (Column L). 2. If you choose "Partial Conversion" then Column BA (AMOUNT) only will be converted based on selected currency (Column L) and Column BB (TAXES) value (INR) will be added to the converted values.
Note on K118: gepadmin: 1. If you choose "Full Conversion" then Column BA (AMOUNT) and Column BB (TAXES) BOTH values will be convert based on selected Currency in (Column L). 2. If you choose "Partial Conversion" then Column BA (AMOUNT) only will be converted based on selected currency (Column L) and Column BB (TAXES) value (INR) will be added to the converted values.
Note on K119: gepadmin: 1. If you choose "Full Conversion" then Column BA (AMOUNT) and Column BB (TAXES) BOTH values will be convert based on selected Currency in (Column L). 2. If you choose "Partial Conversion" then Column BA (AMOUNT) only will be converted based on selected currency (Column L) and Column BB (TAXES) value (INR) will be added to the converted values.
Note on K120: gepadmin: 1. If you choose "Full Conversion" then Column BA (AMOUNT) and Column BB (TAXES) BOTH values will be convert based on selected Currency in (Column L). 2. If you choose "Partial Conversion" then Column BA (AMOUNT) only will be converted based on selected currency (Column L) and Column BB (TAXES) value (INR) will be added to the converted values.
Note on K121: gepadmin: 1. If you choose "Full Conversion" then Column BA (AMOUNT) and Column BB (TAXES) BOTH values will be convert based on selected Currency in (Column L). 2. If you choose "Partial Conversion" then Column BA (AMOUNT) only will be converted based on selected currency (Column L) and Column BB (TAXES) value (INR) will be added to the converted values.
Note on K122: gepadmin: 1. If you choose "Full Conversion" then Column BA (AMOUNT) and Column BB (TAXES) BOTH values will be convert based on selected Currency in (Column L). 2. If you choose "Partial Conversion" then Column BA (AMOUNT) only will be converted based on selected currency (Column L) and Column BB (TAXES) value (INR) will be added to the converted values.
Note on K124: gepadmin: 1. If you choose "Full Conversion" then Column BA (AMOUNT) and Column BB (TAXES) BOTH values will be convert based on selected Currency in (Column L). 2. If you choose "Partial Conversion" then Column BA (AMOUNT) only will be converted based on selected currency (Column L) and Column BB (TAXES) value (INR) will be added to the converted values.
Note on K125: gepadmin: 1. If you choose "Full Conversion" then Column BA (AMOUNT) and Column BB (TAXES) BOTH values will be convert based on selected Currency in (Column L). 2. If you choose "Partial Conversion" then Column BA (AMOUNT) only will be converted based on selected currency (Column L) and Column BB (TAXES) value (INR) will be added to the converted values.
Note on K126: gepadmin: 1. If you choose "Full Conversion" then Column BA (AMOUNT) and Column BB (TAXES) BOTH values will be convert based on selected Currency in (Column L). 2. If you choose "Partial Conversion" then Column BA (AMOUNT) only will be converted based on selected currency (Column L) and Column BB (TAXES) value (INR) will be added to the converted values.
Note on K127: gepadmin: 1. If you choose "Full Conversion" then Column BA (AMOUNT) and Column BB (TAXES) BOTH values will be convert based on selected Currency in (Column L). 2. If you choose "Partial Conversion" then Column BA (AMOUNT) only will be converted based on selected currency (Column L) and Column BB (TAXES) value (INR) will be added to the converted values.
Note on K128: gepadmin: 1. If you choose "Full Conversion" then Column BA (AMOUNT) and Column BB (TAXES) BOTH values will be convert based on selected Currency in (Column L). 2. If you choose "Partial Conversion" then Column BA (AMOUNT) only will be converted based on selected currency (Column L) and Column BB (TAXES) value (INR) will be added to the converted values.
Note on K129: gepadmin: 1. If you choose "Full Conversion" then Column BA (AMOUNT) and Column BB (TAXES) BOTH values will be convert based on selected Currency in (Column L). 2. If you choose "Partial Conversion" then Column BA (AMOUNT) only will be converted based on selected currency (Column L) and Column BB (TAXES) value (INR) will be added to the converted values.
Note on K130: gepadmin: 1. If you choose "Full Conversion" then Column BA (AMOUNT) and Column BB (TAXES) BOTH values will be convert based on selected Currency in (Column L). 2. If you choose "Partial Conversion" then Column BA (AMOUNT) only will be converted based on selected currency (Column L) and Column BB (TAXES) value (INR) will be added to the converted values.
Note on K131: gepadmin: 1. If you choose "Full Conversion" then Column BA (AMOUNT) and Column BB (TAXES) BOTH values will be convert based on selected Currency in (Column L). 2. If you choose "Partial Conversion" then Column BA (AMOUNT) only will be converted based on selected currency (Column L) and Column BB (TAXES) value (INR) will be added to the converted values.
Note on K132: gepadmin: 1. If you choose "Full Conversion" then Column BA (AMOUNT) and Column BB (TAXES) BOTH values will be convert based on selected Currency in (Column L). 2. If you choose "Partial Conversion" then Column BA (AMOUNT) only will be converted based on selected currency (Column L) and Column BB (TAXES) value (INR) will be added to the converted values.
Note on K133: gepadmin: 1. If you choose "Full Conversion" then Column BA (AMOUNT) and Column BB (TAXES) BOTH values will be convert based on selected Currency in (Column L). 2. If you choose "Partial Conversion" then Column BA (AMOUNT) only will be converted based on selected currency (Column L) and Column BB (TAXES) value (INR) will be added to the converted values.
Note on K134: gepadmin: 1. If you choose "Full Conversion" then Column BA (AMOUNT) and Column BB (TAXES) BOTH values will be convert based on selected Currency in (Column L). 2. If you choose "Partial Conversion" then Column BA (AMOUNT) only will be converted based on selected currency (Column L) and Column BB (TAXES) value (INR) will be added to the converted values.
Note on K135: gepadmin: 1. If you choose "Full Conversion" then Column BA (AMOUNT) and Column BB (TAXES) BOTH values will be convert based on selected Currency in (Column L). 2. If you choose "Partial Conversion" then Column BA (AMOUNT) only will be converted based on selected currency (Column L) and Column BB (TAXES) value (INR) will be added to the converted values.
Note on K136: gepadmin: 1. If you choose "Full Conversion" then Column BA (AMOUNT) and Column BB (TAXES) BOTH values will be convert based on selected Currency in (Column L). 2. If you choose "Partial Conversion" then Column BA (AMOUNT) only will be converted based on selected currency (Column L) and Column BB (TAXES) value (INR) will be added to the converted values.
Note on K137: gepadmin: 1. If you choose "Full Conversion" then Column BA (AMOUNT) and Column BB (TAXES) BOTH values will be convert based on selected Currency in (Column L). 2. If you choose "Partial Conversion" then Column BA (AMOUNT) only will be converted based on selected currency (Column L) and Column BB (TAXES) value (INR) will be added to the converted values.
Note on K138: gepadmin: 1. If you choose "Full Conversion" then Column BA (AMOUNT) and Column BB (TAXES) BOTH values will be convert based on selected Currency in (Column L). 2. If you choose "Partial Conversion" then Column BA (AMOUNT) only will be converted based on selected currency (Column L) and Column BB (TAXES) value (INR) will be added to the converted values.
Note on K139: gepadmin: 1. If you choose "Full Conversion" then Column BA (AMOUNT) and Column BB (TAXES) BOTH values will be convert based on selected Currency in (Column L). 2. If you choose "Partial Conversion" then Column BA (AMOUNT) only will be converted based on selected currency (Column L) and Column BB (TAXES) value (INR) will be added to the converted values.
Note on K140: gepadmin: 1. If you choose "Full Conversion" then Column BA (AMOUNT) and Column BB (TAXES) BOTH values will be convert based on selected Currency in (Column L). 2. If you choose "Partial Conversion" then Column BA (AMOUNT) only will be converted based on selected currency (Column L) and Column BB (TAXES) value (INR) will be added to the converted values.
Note on K141: gepadmin: 1. If you choose "Full Conversion" then Column BA (AMOUNT) and Column BB (TAXES) BOTH values will be convert based on selected Currency in (Column L). 2. If you choose "Partial Conversion" then Column BA (AMOUNT) only will be converted based on selected currency (Column L) and Column BB (TAXES) value (INR) will be added to the converted values.
Note on K142: gepadmin: 1. If you choose "Full Conversion" then Column BA (AMOUNT) and Column BB (TAXES) BOTH values will be convert based on selected Currency in (Column L). 2. If you choose "Partial Conversion" then Column BA (AMOUNT) only will be converted based on selected currency (Column L) and Column BB (TAXES) value (INR) will be added to the converted values.
Note on K143: gepadmin: 1. If you choose "Full Conversion" then Column BA (AMOUNT) and Column BB (TAXES) BOTH values will be convert based on selected Currency in (Column L). 2. If you choose "Partial Conversion" then Column BA (AMOUNT) only will be converted based on selected currency (Column L) and Column BB (TAXES) value (INR) will be added to the converted values.
Note on K144: gepadmin: 1. If you choose "Full Conversion" then Column BA (AMOUNT) and Column BB (TAXES) BOTH values will be convert based on selected Currency in (Column L). 2. If you choose "Partial Conversion" then Column BA (AMOUNT) only will be converted based on selected currency (Column L) and Column BB (TAXES) value (INR) will be added to the converted values.
Note on K145: gepadmin: 1. If you choose "Full Conversion" then Column BA (AMOUNT) and Column BB (TAXES) BOTH values will be convert based on selected Currency in (Column L). 2. If you choose "Partial Conversion" then Column BA (AMOUNT) only will be converted based on selected currency (Column L) and Column BB (TAXES) value (INR) will be added to the converted values.
Note on K146: gepadmin: 1. If you choose "Full Conversion" then Column BA (AMOUNT) and Column BB (TAXES) BOTH values will be convert based on selected Currency in (Column L). 2. If you choose "Partial Conversion" then Column BA (AMOUNT) only will be converted based on selected currency (Column L) and Column BB (TAXES) value (INR) will be added to the converted values.
Note on K147: gepadmin: 1. If you choose "Full Conversion" then Column BA (AMOUNT) and Column BB (TAXES) BOTH values will be convert based on selected Currency in (Column L). 2. If you choose "Partial Conversion" then Column BA (AMOUNT) only will be converted based on selected currency (Column L) and Column BB (TAXES) value (INR) will be added to the converted values.
Note on K148: gepadmin: 1. If you choose "Full Conversion" then Column BA (AMOUNT) and Column BB (TAXES) BOTH values will be convert based on selected Currency in (Column L). 2. If you choose "Partial Conversion" then Column BA (AMOUNT) only will be converted based on selected currency (Column L) and Column BB (TAXES) value (INR) will be added to the converted values.
Note on K149: gepadmin: 1. If you choose "Full Conversion" then Column BA (AMOUNT) and Column BB (TAXES) BOTH values will be convert based on selected Currency in (Column L). 2. If you choose "Partial Conversion" then Column BA (AMOUNT) only will be converted based on selected currency (Column L) and Column BB (TAXES) value (INR) will be added to the converted values.
Note on K150: gepadmin: 1. If you choose "Full Conversion" then Column BA (AMOUNT) and Column BB (TAXES) BOTH values will be convert based on selected Currency in (Column L). 2. If you choose "Partial Conversion" then Column BA (AMOUNT) only will be converted based on selected currency (Column L) and Column BB (TAXES) value (INR) will be added to the converted values.
Note on K151: gepadmin: 1. If you choose "Full Conversion" then Column BA (AMOUNT) and Column BB (TAXES) BOTH values will be convert based on selected Currency in (Column L). 2. If you choose "Partial Conversion" then Column BA (AMOUNT) only will be converted based on selected currency (Column L) and Column BB (TAXES) value (INR) will be added to the converted values.
Note on K152: gepadmin: 1. If you choose "Full Conversion" then Column BA (AMOUNT) and Column BB (TAXES) BOTH values will be convert based on selected Currency in (Column L). 2. If you choose "Partial Conversion" then Column BA (AMOUNT) only will be converted based on selected currency (Column L) and Column BB (TAXES) value (INR) will be added to the converted values.
Note on K153: gepadmin: 1. If you choose "Full Conversion" then Column BA (AMOUNT) and Column BB (TAXES) BOTH values will be convert based on selected Currency in (Column L). 2. If you choose "Partial Conversion" then Column BA (AMOUNT) only will be converted based on selected currency (Column L) and Column BB (TAXES) value (INR) will be added to the converted values.
Note on K154: gepadmin: 1. If you choose "Full Conversion" then Column BA (AMOUNT) and Column BB (TAXES) BOTH values will be convert based on selected Currency in (Column L). 2. If you choose "Partial Conversion" then Column BA (AMOUNT) only will be converted based on selected currency (Column L) and Column BB (TAXES) value (INR) will be added to the converted values.
Note on K155: gepadmin: 1. If you choose "Full Conversion" then Column BA (AMOUNT) and Column BB (TAXES) BOTH values will be convert based on selected Currency in (Column L). 2. If you choose "Partial Conversion" then Column BA (AMOUNT) only will be converted based on selected currency (Column L) and Column BB (TAXES) value (INR) will be added to the converted values.
Note on K156: gepadmin: 1. If you choose "Full Conversion" then Column BA (AMOUNT) and Column BB (TAXES) BOTH values will be convert based on selected Currency in (Column L). 2. If you choose "Partial Conversion" then Column BA (AMOUNT) only will be converted based on selected currency (Column L) and Column BB (TAXES) value (INR) will be added to the converted values.
Note on K157: gepadmin: 1. If you choose "Full Conversion" then Column BA (AMOUNT) and Column BB (TAXES) BOTH values will be convert based on selected Currency in (Column L). 2. If you choose "Partial Conversion" then Column BA (AMOUNT) only will be converted based on selected currency (Column L) and Column BB (TAXES) value (INR) will be added to the converted values.
Note on K158: gepadmin: 1. If you choose "Full Conversion" then Column BA (AMOUNT) and Column BB (TAXES) BOTH values will be convert based on selected Currency in (Column L). 2. If you choose "Partial Conversion" then Column BA (AMOUNT) only will be converted based on selected currency (Column L) and Column BB (TAXES) value (INR) will be added to the converted values.
Note on K159: gepadmin: 1. If you choose "Full Conversion" then Column BA (AMOUNT) and Column BB (TAXES) BOTH values will be convert based on selected Currency in (Column L). 2. If you choose "Partial Conversion" then Column BA (AMOUNT) only will be converted based on selected currency (Column L) and Column BB (TAXES) value (INR) will be added to the converted values.
Note on K160: gepadmin: 1. If you choose "Full Conversion" then Column BA (AMOUNT) and Column BB (TAXES) BOTH values will be convert based on selected Currency in (Column L). 2. If you choose "Partial Conversion" then Column BA (AMOUNT) only will be converted based on selected currency (Column L) and Column BB (TAXES) value (INR) will be added to the converted values.
Note on K161: gepadmin: 1. If you choose "Full Conversion" then Column BA (AMOUNT) and Column BB (TAXES) BOTH values will be convert based on selected Currency in (Column L). 2. If you choose "Partial Conversion" then Column BA (AMOUNT) only will be converted based on selected currency (Column L) and Column BB (TAXES) value (INR) will be added to the converted values.
Note on K162: gepadmin: 1. If you choose "Full Conversion" then Column BA (AMOUNT) and Column BB (TAXES) BOTH values will be convert based on selected Currency in (Column L). 2. If you choose "Partial Conversion" then Column BA (AMOUNT) only will be converted based on selected currency (Column L) and Column BB (TAXES) value (INR) will be added to the converted values.
Note on K163: gepadmin: 1. If you choose "Full Conversion" then Column BA (AMOUNT) and Column BB (TAXES) BOTH values will be convert based on selected Currency in (Column L). 2. If you choose "Partial Conversion" then Column BA (AMOUNT) only will be converted based on selected currency (Column L) and Column BB (TAXES) value (INR) will be added to the converted values.
Note on K164: gepadmin: 1. If you choose "Full Conversion" then Column BA (AMOUNT) and Column BB (TAXES) BOTH values will be convert based on selected Currency in (Column L). 2. If you choose "Partial Conversion" then Column BA (AMOUNT) only will be converted based on selected currency (Column L) and Column BB (TAXES) value (INR) will be added to the converted values.
Note on K165: gepadmin: 1. If you choose "Full Conversion" then Column BA (AMOUNT) and Column BB (TAXES) BOTH values will be convert based on selected Currency in (Column L). 2. If you choose "Partial Conversion" then Column BA (AMOUNT) only will be converted based on selected currency (Column L) and Column BB (TAXES) value (INR) will be added to the converted values.
Note on K166: gepadmin: 1. If you choose "Full Conversion" then Column BA (AMOUNT) and Column BB (TAXES) BOTH values will be convert based on selected Currency in (Column L). 2. If you choose "Partial Conversion" then Column BA (AMOUNT) only will be converted based on selected currency (Column L) and Column BB (TAXES) value (INR) will be added to the converted values.
Note on K167: gepadmin: 1. If you choose "Full Conversion" then Column BA (AMOUNT) and Column BB (TAXES) BOTH values will be convert based on selected Currency in (Column L). 2. If you choose "Partial Conversion" then Column BA (AMOUNT) only will be converted based on selected currency (Column L) and Column BB (TAXES) value (INR) will be added to the converted values.
Note on K168: gepadmin: 1. If you choose "Full Conversion" then Column BA (AMOUNT) and Column BB (TAXES) BOTH values will be convert based on selected Currency in (Column L). 2. If you choose "Partial Conversion" then Column BA (AMOUNT) only will be converted based on selected currency (Column L) and Column BB (TAXES) value (INR) will be added to the converted values.
Note on K169: gepadmin: 1. If you choose "Full Conversion" then Column BA (AMOUNT) and Column BB (TAXES) BOTH values will be convert based on selected Currency in (Column L). 2. If you choose "Partial Conversion" then Column BA (AMOUNT) only will be converted based on selected currency (Column L) and Column BB (TAXES) value (INR) will be added to the converted values.
Note on K170: gepadmin: 1. If you choose "Full Conversion" then Column BA (AMOUNT) and Column BB (TAXES) BOTH values will be convert based on selected Currency in (Column L). 2. If you choose "Partial Conversion" then Column BA (AMOUNT) only will be converted based on selected currency (Column L) and Column BB (TAXES) value (INR) will be added to the converted values.
Note on K171: gepadmin: 1. If you choose "Full Conversion" then Column BA (AMOUNT) and Column BB (TAXES) BOTH values will be convert based on selected Currency in (Column L). 2. If you choose "Partial Conversion" then Column BA (AMOUNT) only will be converted based on selected currency (Column L) and Column BB (TAXES) value (INR) will be added to the converted values.
Note on K172: gepadmin: 1. If you choose "Full Conversion" then Column BA (AMOUNT) and Column BB (TAXES) BOTH values will be convert based on selected Currency in (Column L). 2. If you choose "Partial Conversion" then Column BA (AMOUNT) only will be converted based on selected currency (Column L) and Column BB (TAXES) value (INR) will be added to the converted values.
Note on K173: gepadmin: 1. If you choose "Full Conversion" then Column BA (AMOUNT) and Column BB (TAXES) BOTH values will be convert based on selected Currency in (Column L). 2. If you choose "Partial Conversion" then Column BA (AMOUNT) only will be converted based on selected currency (Column L) and Column BB (TAXES) value (INR) will be added to the converted values.
Note on K174: gepadmin: 1. If you choose "Full Conversion" then Column BA (AMOUNT) and Column BB (TAXES) BOTH values will be convert based on selected Currency in (Column L). 2. If you choose "Partial Conversion" then Column BA (AMOUNT) only will be converted based on selected currency (Column L) and Column BB (TAXES) value (INR) will be added to the converted values.
Note on K175: gepadmin: 1. If you choose "Full Conversion" then Column BA (AMOUNT) and Column BB (TAXES) BOTH values will be convert based on selected Currency in (Column L). 2. If you choose "Partial Conversion" then Column BA (AMOUNT) only will be converted based on selected currency (Column L) and Column BB (TAXES) value (INR) will be added to the converted values.
Note on K176: gepadmin: 1. If you choose "Full Conversion" then Column BA (AMOUNT) and Column BB (TAXES) BOTH values will be convert based on selected Currency in (Column L). 2. If you choose "Partial Conversion" then Column BA (AMOUNT) only will be converted based on selected currency (Column L) and Column BB (TAXES) value (INR) will be added to the converted values.
Note on K177: gepadmin: 1. If you choose "Full Conversion" then Column BA (AMOUNT) and Column BB (TAXES) BOTH values will be convert based on selected Currency in (Column L). 2. If you choose "Partial Conversion" then Column BA (AMOUNT) only will be converted based on selected currency (Column L) and Column BB (TAXES) value (INR) will be added to the converted values.
Note on K178: gepadmin: 1. If you choose "Full Conversion" then Column BA (AMOUNT) and Column BB (TAXES) BOTH values will be convert based on selected Currency in (Column L). 2. If you choose "Partial Conversion" then Column BA (AMOUNT) only will be converted based on selected currency (Column L) and Column BB (TAXES) value (INR) will be added to the converted values.
Note on K181: gepadmin: 1. If you choose "Full Conversion" then Column BA (AMOUNT) and Column BB (TAXES) BOTH values will be convert based on selected Currency in (Column L). 2. If you choose "Partial Conversion" then Column BA (AMOUNT) only will be converted based on selected currency (Column L) and Column BB (TAXES) value (INR) will be added to the converted values.
Note on K182: gepadmin: 1. If you choose "Full Conversion" then Column BA (AMOUNT) and Column BB (TAXES) BOTH values will be convert based on selected Currency in (Column L). 2. If you choose "Partial Conversion" then Column BA (AMOUNT) only will be converted based on selected currency (Column L) and Column BB (TAXES) value (INR) will be added to the converted values.
Note on K183: gepadmin: 1. If you choose "Full Conversion" then Column BA (AMOUNT) and Column BB (TAXES) BOTH values will be convert based on selected Currency in (Column L). 2. If you choose "Partial Conversion" then Column BA (AMOUNT) only will be converted based on selected currency (Column L) and Column BB (TAXES) value (INR) will be added to the converted values.
Note on K184: gepadmin: 1. If you choose "Full Conversion" then Column BA (AMOUNT) and Column BB (TAXES) BOTH values will be convert based on selected Currency in (Column L). 2. If you choose "Partial Conversion" then Column BA (AMOUNT) only will be converted based on selected currency (Column L) and Column BB (TAXES) value (INR) will be added to the converted values.
Note on K185: gepadmin: 1. If you choose "Full Conversion" then Column BA (AMOUNT) and Column BB (TAXES) BOTH values will be convert based on selected Currency in (Column L). 2. If you choose "Partial Conversion" then Column BA (AMOUNT) only will be converted based on selected currency (Column L) and Column BB (TAXES) value (INR) will be added to the converted values.
Note on K186: gepadmin: 1. If you choose "Full Conversion" then Column BA (AMOUNT) and Column BB (TAXES) BOTH values will be convert based on selected Currency in (Column L). 2. If you choose "Partial Conversion" then Column BA (AMOUNT) only will be converted based on selected currency (Column L) and Column BB (TAXES) value (INR) will be added to the converted values.
Note on K187: gepadmin: 1. If you choose "Full Conversion" then Column BA (AMOUNT) and Column BB (TAXES) BOTH values will be convert based on selected Currency in (Column L). 2. If you choose "Partial Conversion" then Column BA (AMOUNT) only will be converted based on selected currency (Column L) and Column BB (TAXES) value (INR) will be added to the converted values.
Note on K188: gepadmin: 1. If you choose "Full Conversion" then Column BA (AMOUNT) and Column BB (TAXES) BOTH values will be convert based on selected Currency in (Column L). 2. If you choose "Partial Conversion" then Column BA (AMOUNT) only will be converted based on selected currency (Column L) and Column BB (TAXES) value (INR) will be added to the converted values.
Note on K189: gepadmin: 1. If you choose "Full Conversion" then Column BA (AMOUNT) and Column BB (TAXES) BOTH values will be convert based on selected Currency in (Column L). 2. If you choose "Partial Conversion" then Column BA (AMOUNT) only will be converted based on selected currency (Column L) and Column BB (TAXES) value (INR) will be added to the converted values.
Note on K190: gepadmin: 1. If you choose "Full Conversion" then Column BA (AMOUNT) and Column BB (TAXES) BOTH values will be convert based on selected Currency in (Column L). 2. If you choose "Partial Conversion" then Column BA (AMOUNT) only will be converted based on selected currency (Column L) and Column BB (TAXES) value (INR) will be added to the converted values.
Note on K191: gepadmin: 1. If you choose "Full Conversion" then Column BA (AMOUNT) and Column BB (TAXES) BOTH values will be convert based on selected Currency in (Column L). 2. If you choose "Partial Conversion" then Column BA (AMOUNT) only will be converted based on selected currency (Column L) and Column BB (TAXES) value (INR) will be added to the converted values.
Note on K192: gepadmin: 1. If you choose "Full Conversion" then Column BA (AMOUNT) and Column BB (TAXES) BOTH values will be convert based on selected Currency in (Column L). 2. If you choose "Partial Conversion" then Column BA (AMOUNT) only will be converted based on selected currency (Column L) and Column BB (TAXES) value (INR) will be added to the converted values.
Note on K193: gepadmin: 1. If you choose "Full Conversion" then Column BA (AMOUNT) and Column BB (TAXES) BOTH values will be convert based on selected Currency in (Column L). 2. If you choose "Partial Conversion" then Column BA (AMOUNT) only will be converted based on selected currency (Column L) and Column BB (TAXES) value (INR) will be added to the converted values.
Note on K194: gepadmin: 1. If you choose "Full Conversion" then Column BA (AMOUNT) and Column BB (TAXES) BOTH values will be convert based on selected Currency in (Column L). 2. If you choose "Partial Conversion" then Column BA (AMOUNT) only will be converted based on selected currency (Column L) and Column BB (TAXES) value (INR) will be added to the converted values.
Note on K195: gepadmin: 1. If you choose "Full Conversion" then Column BA (AMOUNT) and Column BB (TAXES) BOTH values will be convert based on selected Currency in (Column L). 2. If you choose "Partial Conversion" then Column BA (AMOUNT) only will be converted based on selected currency (Column L) and Column BB (TAXES) value (INR) will be added to the converted values.
Note on K196: gepadmin: 1. If you choose "Full Conversion" then Column BA (AMOUNT) and Column BB (TAXES) BOTH values will be convert based on selected Currency in (Column L). 2. If you choose "Partial Conversion" then Column BA (AMOUNT) only will be converted based on selected currency (Column L) and Column BB (TAXES) value (INR) will be added to the converted values.
Note on K197: gepadmin: 1. If you choose "Full Conversion" then Column BA (AMOUNT) and Column BB (TAXES) BOTH values will be convert based on selected Currency in (Column L). 2. If you choose "Partial Conversion" then Column BA (AMOUNT) only will be converted based on selected currency (Column L) and Column BB (TAXES) value (INR) will be added to the converted values.
Note on K198: gepadmin: 1. If you choose "Full Conversion" then Column BA (AMOUNT) and Column BB (TAXES) BOTH values will be convert based on selected Currency in (Column L). 2. If you choose "Partial Conversion" then Column BA (AMOUNT) only will be converted based on selected currency (Column L) and Column BB (TAXES) value (INR) will be added to the converted values.
Note on K199: gepadmin: 1. If you choose "Full Conversion" then Column BA (AMOUNT) and Column BB (TAXES) BOTH values will be convert based on selected Currency in (Column L). 2. If you choose "Partial Conversion" then Column BA (AMOUNT) only will be converted based on selected currency (Column L) and Column BB (TAXES) value (INR) will be added to the converted values.
Note on K200: gepadmin: 1. If you choose "Full Conversion" then Column BA (AMOUNT) and Column BB (TAXES) BOTH values will be convert based on selected Currency in (Column L). 2. If you choose "Partial Conversion" then Column BA (AMOUNT) only will be converted based on selected currency (Column L) and Column BB (TAXES) value (INR) will be added to the converted values.
Note on K201: gepadmin: 1. If you choose "Full Conversion" then Column BA (AMOUNT) and Column BB (TAXES) BOTH values will be convert based on selected Currency in (Column L). 2. If you choose "Partial Conversion" then Column BA (AMOUNT) only will be converted based on selected currency (Column L) and Column BB (TAXES) value (INR) will be added to the converted values.
Note on K202: gepadmin: 1. If you choose "Full Conversion" then Column BA (AMOUNT) and Column BB (TAXES) BOTH values will be convert based on selected Currency in (Column L). 2. If you choose "Partial Conversion" then Column BA (AMOUNT) only will be converted based on selected currency (Column L) and Column BB (TAXES) value (INR) will be added to the converted values.
Note on K203: gepadmin: 1. If you choose "Full Conversion" then Column BA (AMOUNT) and Column BB (TAXES) BOTH values will be convert based on selected Currency in (Column L). 2. If you choose "Partial Conversion" then Column BA (AMOUNT) only will be converted based on selected currency (Column L) and Column BB (TAXES) value (INR) will be added to the converted values.
Note on K204: gepadmin: 1. If you choose "Full Conversion" then Column BA (AMOUNT) and Column BB (TAXES) BOTH values will be convert based on selected Currency in (Column L). 2. If you choose "Partial Conversion" then Column BA (AMOUNT) only will be converted based on selected currency (Column L) and Column BB (TAXES) value (INR) will be added to the converted values.
Note on K205: gepadmin: 1. If you choose "Full Conversion" then Column BA (AMOUNT) and Column BB (TAXES) BOTH values will be convert based on selected Currency in (Column L). 2. If you choose "Partial Conversion" then Column BA (AMOUNT) only will be converted based on selected currency (Column L) and Column BB (TAXES) value (INR) will be added to the converted values.
Note on K206: gepadmin: 1. If you choose "Full Conversion" then Column BA (AMOUNT) and Column BB (TAXES) BOTH values will be convert based on selected Currency in (Column L). 2. If you choose "Partial Conversion" then Column BA (AMOUNT) only will be converted based on selected currency (Column L) and Column BB (TAXES) value (INR) will be added to the converted values.
Note on K207: gepadmin: 1. If you choose "Full Conversion" then Column BA (AMOUNT) and Column BB (TAXES) BOTH values will be convert based on selected Currency in (Column L). 2. If you choose "Partial Conversion" then Column BA (AMOUNT) only will be converted based on selected currency (Column L) and Column BB (TAXES) value (INR) will be added to the converted values.
Note on K209: gepadmin: 1. If you choose "Full Conversion" then Column BA (AMOUNT) and Column BB (TAXES) BOTH values will be convert based on selected Currency in (Column L). 2. If you choose "Partial Conversion" then Column BA (AMOUNT) only will be converted based on selected currency (Column L) and Column BB (TAXES) value (INR) will be added to the converted values.
Note on K210: gepadmin: 1. If you choose "Full Conversion" then Column BA (AMOUNT) and Column BB (TAXES) BOTH values will be convert based on selected Currency in (Column L). 2. If you choose "Partial Conversion" then Column BA (AMOUNT) only will be converted based on selected currency (Column L) and Column BB (TAXES) value (INR) will be added to the converted values.
Note on K211: gepadmin: 1. If you choose "Full Conversion" then Column BA (AMOUNT) and Column BB (TAXES) BOTH values will be convert based on selected Currency in (Column L). 2. If you choose "Partial Conversion" then Column BA (AMOUNT) only will be converted based on selected currency (Column L) and Column BB (TAXES) value (INR) will be added to the converted values.
Note on K212: gepadmin: 1. If you choose "Full Conversion" then Column BA (AMOUNT) and Column BB (TAXES) BOTH values will be convert based on selected Currency in (Column L). 2. If you choose "Partial Conversion" then Column BA (AMOUNT) only will be converted based on selected currency (Column L) and Column BB (TAXES) value (INR) will be added to the converted values.
Note on K213: gepadmin: 1. If you choose "Full Conversion" then Column BA (AMOUNT) and Column BB (TAXES) BOTH values will be convert based on selected Currency in (Column L). 2. If you choose "Partial Conversion" then Column BA (AMOUNT) only will be converted based on selected currency (Column L) and Column BB (TAXES) value (INR) will be added to the converted values.
Note on K214: gepadmin: 1. If you choose "Full Conversion" then Column BA (AMOUNT) and Column BB (TAXES) BOTH values will be convert based on selected Currency in (Column L). 2. If you choose "Partial Conversion" then Column BA (AMOUNT) only will be converted based on selected currency (Column L) and Column BB (TAXES) value (INR) will be added to the converted values.
Note on K215: gepadmin: 1. If you choose "Full Conversion" then Column BA (AMOUNT) and Column BB (TAXES) BOTH values will be convert based on selected Currency in (Column L). 2. If you choose "Partial Conversion" then Column BA (AMOUNT) only will be converted based on selected currency (Column L) and Column BB (TAXES) value (INR) will be added to the converted values.
Note on K216: gepadmin: 1. If you choose "Full Conversion" then Column BA (AMOUNT) and Column BB (TAXES) BOTH values will be convert based on selected Currency in (Column L). 2. If you choose "Partial Conversion" then Column BA (AMOUNT) only will be converted based on selected currency (Column L) and Column BB (TAXES) value (INR) will be added to the converted values.
Note on K217: gepadmin: 1. If you choose "Full Conversion" then Column BA (AMOUNT) and Column BB (TAXES) BOTH values will be convert based on selected Currency in (Column L). 2. If you choose "Partial Conversion" then Column BA (AMOUNT) only will be converted based on selected currency (Column L) and Column BB (TAXES) value (INR) will be added to the converted values.
Note on K218: gepadmin: 1. If you choose "Full Conversion" then Column BA (AMOUNT) and Column BB (TAXES) BOTH values will be convert based on selected Currency in (Column L). 2. If you choose "Partial Conversion" then Column BA (AMOUNT) only will be converted based on selected currency (Column L) and Column BB (TAXES) value (INR) will be added to the converted values.
Note on K219: gepadmin: 1. If you choose "Full Conversion" then Column BA (AMOUNT) and Column BB (TAXES) BOTH values will be convert based on selected Currency in (Column L). 2. If you choose "Partial Conversion" then Column BA (AMOUNT) only will be converted based on selected currency (Column L) and Column BB (TAXES) value (INR) will be added to the converted values.
Note on K220: gepadmin: 1. If you choose "Full Conversion" then Column BA (AMOUNT) and Column BB (TAXES) BOTH values will be convert based on selected Currency in (Column L). 2. If you choose "Partial Conversion" then Column BA (AMOUNT) only will be converted based on selected currency (Column L) and Column BB (TAXES) value (INR) will be added to the converted values.
Note on K221: gepadmin: 1. If you choose "Full Conversion" then Column BA (AMOUNT) and Column BB (TAXES) BOTH values will be convert based on selected Currency in (Column L). 2. If you choose "Partial Conversion" then Column BA (AMOUNT) only will be converted based on selected currency (Column L) and Column BB (TAXES) value (INR) will be added to the converted values.
Note on K222: gepadmin: 1. If you choose "Full Conversion" then Column BA (AMOUNT) and Column BB (TAXES) BOTH values will be convert based on selected Currency in (Column L). 2. If you choose "Partial Conversion" then Column BA (AMOUNT) only will be converted based on selected currency (Column L) and Column BB (TAXES) value (INR) will be added to the converted values.
Note on K223: gepadmin: 1. If you choose "Full Conversion" then Column BA (AMOUNT) and Column BB (TAXES) BOTH values will be convert based on selected Currency in (Column L). 2. If you choose "Partial Conversion" then Column BA (AMOUNT) only will be converted based on selected currency (Column L) and Column BB (TAXES) value (INR) will be added to the converted values.
Note on K224: gepadmin: 1. If you choose "Full Conversion" then Column BA (AMOUNT) and Column BB (TAXES) BOTH values will be convert based on selected Currency in (Column L). 2. If you choose "Partial Conversion" then Column BA (AMOUNT) only will be converted based on selected currency (Column L) and Column BB (TAXES) value (INR) will be added to the converted values.
Note on K225: gepadmin: 1. If you choose "Full Conversion" then Column BA (AMOUNT) and Column BB (TAXES) BOTH values will be convert based on selected Currency in (Column L). 2. If you choose "Partial Conversion" then Column BA (AMOUNT) only will be converted based on selected currency (Column L) and Column BB (TAXES) value (INR) will be added to the converted values.
Note on K226: gepadmin: 1. If you choose "Full Conversion" then Column BA (AMOUNT) and Column BB (TAXES) BOTH values will be convert based on selected Currency in (Column L). 2. If you choose "Partial Conversion" then Column BA (AMOUNT) only will be converted based on selected currency (Column L) and Column BB (TAXES) value (INR) will be added to the converted values.
Note on K227: gepadmin: 1. If you choose "Full Conversion" then Column BA (AMOUNT) and Column BB (TAXES) BOTH values will be convert based on selected Currency in (Column L). 2. If you choose "Partial Conversion" then Column BA (AMOUNT) only will be converted based on selected currency (Column L) and Column BB (TAXES) value (INR) will be added to the converted values.
Note on K228: gepadmin: 1. If you choose "Full Conversion" then Column BA (AMOUNT) and Column BB (TAXES) BOTH values will be convert based on selected Currency in (Column L). 2. If you choose "Partial Conversion" then Column BA (AMOUNT) only will be converted based on selected currency (Column L) and Column BB (TAXES) value (INR) will be added to the converted values.
Note on K229: gepadmin: 1. If you choose "Full Conversion" then Column BA (AMOUNT) and Column BB (TAXES) BOTH values will be convert based on selected Currency in (Column L). 2. If you choose "Partial Conversion" then Column BA (AMOUNT) only will be converted based on selected currency (Column L) and Column BB (TAXES) value (INR) will be added to the converted values.
Note on K230: gepadmin: 1. If you choose "Full Conversion" then Column BA (AMOUNT) and Column BB (TAXES) BOTH values will be convert based on selected Currency in (Column L). 2. If you choose "Partial Conversion" then Column BA (AMOUNT) only will be converted based on selected currency (Column L) and Column BB (TAXES) value (INR) will be added to the converted values.
Note on K231: gepadmin: 1. If you choose "Full Conversion" then Column BA (AMOUNT) and Column BB (TAXES) BOTH values will be convert based on selected Currency in (Column L). 2. If you choose "Partial Conversion" then Column BA (AMOUNT) only will be converted based on selected currency (Column L) and Column BB (TAXES) value (INR) will be added to the converted values.
Note on K232: gepadmin: 1. If you choose "Full Conversion" then Column BA (AMOUNT) and Column BB (TAXES) BOTH values will be convert based on selected Currency in (Column L). 2. If you choose "Partial Conversion" then Column BA (AMOUNT) only will be converted based on selected currency (Column L) and Column BB (TAXES) value (INR) will be added to the converted values.
Note on K233: gepadmin: 1. If you choose "Full Conversion" then Column BA (AMOUNT) and Column BB (TAXES) BOTH values will be convert based on selected Currency in (Column L). 2. If you choose "Partial Conversion" then Column BA (AMOUNT) only will be converted based on selected currency (Column L) and Column BB (TAXES) value (INR) will be added to the converted values.
Note on K234: gepadmin: 1. If you choose "Full Conversion" then Column BA (AMOUNT) and Column BB (TAXES) BOTH values will be convert based on selected Currency in (Column L). 2. If you choose "Partial Conversion" then Column BA (AMOUNT) only will be converted based on selected currency (Column L) and Column BB (TAXES) value (INR) will be added to the converted values.
Note on K237: gepadmin: 1. If you choose "Full Conversion" then Column BA (AMOUNT) and Column BB (TAXES) BOTH values will be convert based on selected Currency in (Column L). 2. If you choose "Partial Conversion" then Column BA (AMOUNT) only will be converted based on selected currency (Column L) and Column BB (TAXES) value (INR) will be added to the converted values.
Note on K238: gepadmin: 1. If you choose "Full Conversion" then Column BA (AMOUNT) and Column BB (TAXES) BOTH values will be convert based on selected Currency in (Column L). 2. If you choose "Partial Conversion" then Column BA (AMOUNT) only will be converted based on selected currency (Column L) and Column BB (TAXES) value (INR) will be added to the converted values.
Note on K239: gepadmin: 1. If you choose "Full Conversion" then Column BA (AMOUNT) and Column BB (TAXES) BOTH values will be convert based on selected Currency in (Column L). 2. If you choose "Partial Conversion" then Column BA (AMOUNT) only will be converted based on selected currency (Column L) and Column BB (TAXES) value (INR) will be added to the converted values.
Note on K240: gepadmin: 1. If you choose "Full Conversion" then Column BA (AMOUNT) and Column BB (TAXES) BOTH values will be convert based on selected Currency in (Column L). 2. If you choose "Partial Conversion" then Column BA (AMOUNT) only will be converted based on selected currency (Column L) and Column BB (TAXES) value (INR) will be added to the converted values.
Note on K241: gepadmin: 1. If you choose "Full Conversion" then Column BA (AMOUNT) and Column BB (TAXES) BOTH values will be convert based on selected Currency in (Column L). 2. If you choose "Partial Conversion" then Column BA (AMOUNT) only will be converted based on selected currency (Column L) and Column BB (TAXES) value (INR) will be added to the converted values.
Note on K242: gepadmin: 1. If you choose "Full Conversion" then Column BA (AMOUNT) and Column BB (TAXES) BOTH values will be convert based on selected Currency in (Column L). 2. If you choose "Partial Conversion" then Column BA (AMOUNT) only will be converted based on selected currency (Column L) and Column BB (TAXES) value (INR) will be added to the converted values.
Note on K243: gepadmin: 1. If you choose "Full Conversion" then Column BA (AMOUNT) and Column BB (TAXES) BOTH values will be convert based on selected Currency in (Column L). 2. If you choose "Partial Conversion" then Column BA (AMOUNT) only will be converted based on selected currency (Column L) and Column BB (TAXES) value (INR) will be added to the converted values.
Note on K244: gepadmin: 1. If you choose "Full Conversion" then Column BA (AMOUNT) and Column BB (TAXES) BOTH values will be convert based on selected Currency in (Column L). 2. If you choose "Partial Conversion" then Column BA (AMOUNT) only will be converted based on selected currency (Column L) and Column BB (TAXES) value (INR) will be added to the converted values.
Note on K245: gepadmin: 1. If you choose "Full Conversion" then Column BA (AMOUNT) and Column BB (TAXES) BOTH values will be convert based on selected Currency in (Column L). 2. If you choose "Partial Conversion" then Column BA (AMOUNT) only will be converted based on selected currency (Column L) and Column BB (TAXES) value (INR) will be added to the converted values.
Note on K246: gepadmin: 1. If you choose "Full Conversion" then Column BA (AMOUNT) and Column BB (TAXES) BOTH values will be convert based on selected Currency in (Column L). 2. If you choose "Partial Conversion" then Column BA (AMOUNT) only will be converted based on selected currency (Column L) and Column BB (TAXES) value (INR) will be added to the converted values.
Note on K247: gepadmin: 1. If you choose "Full Conversion" then Column BA (AMOUNT) and Column BB (TAXES) BOTH values will be convert based on selected Currency in (Column L). 2. If you choose "Partial Conversion" then Column BA (AMOUNT) only will be converted based on selected currency (Column L) and Column BB (TAXES) value (INR) will be added to the converted values.
Note on K248: gepadmin: 1. If you choose "Full Conversion" then Column BA (AMOUNT) and Column BB (TAXES) BOTH values will be convert based on selected Currency in (Column L). 2. If you choose "Partial Conversion" then Column BA (AMOUNT) only will be converted based on selected currency (Column L) and Column BB (TAXES) value (INR) will be added to the converted values.
Note on K249: gepadmin: 1. If you choose "Full Conversion" then Column BA (AMOUNT) and Column BB (TAXES) BOTH values will be convert based on selected Currency in (Column L). 2. If you choose "Partial Conversion" then Column BA (AMOUNT) only will be converted based on selected currency (Column L) and Column BB (TAXES) value (INR) will be added to the converted values.
Note on K250: gepadmin: 1. If you choose "Full Conversion" then Column BA (AMOUNT) and Column BB (TAXES) BOTH values will be convert based on selected Currency in (Column L). 2. If you choose "Partial Conversion" then Column BA (AMOUNT) only will be converted based on selected currency (Column L) and Column BB (TAXES) value (INR) will be added to the converted values.
Note on K251: gepadmin: 1. If you choose "Full Conversion" then Column BA (AMOUNT) and Column BB (TAXES) BOTH values will be convert based on selected Currency in (Column L). 2. If you choose "Partial Conversion" then Column BA (AMOUNT) only will be converted based on selected currency (Column L) and Column BB (TAXES) value (INR) will be added to the converted values.
Note on K252: gepadmin: 1. If you choose "Full Conversion" then Column BA (AMOUNT) and Column BB (TAXES) BOTH values will be convert based on selected Currency in (Column L). 2. If you choose "Partial Conversion" then Column BA (AMOUNT) only will be converted based on selected currency (Column L) and Column BB (TAXES) value (INR) will be added to the converted values.
Note on K253: gepadmin: 1. If you choose "Full Conversion" then Column BA (AMOUNT) and Column BB (TAXES) BOTH values will be convert based on selected Currency in (Column L). 2. If you choose "Partial Conversion" then Column BA (AMOUNT) only will be converted based on selected currency (Column L) and Column BB (TAXES) value (INR) will be added to the converted values.
Note on K254: gepadmin: 1. If you choose "Full Conversion" then Column BA (AMOUNT) and Column BB (TAXES) BOTH values will be convert based on selected Currency in (Column L). 2. If you choose "Partial Conversion" then Column BA (AMOUNT) only will be converted based on selected currency (Column L) and Column BB (TAXES) value (INR) will be added to the converted values.
Note on K255: gepadmin: 1. If you choose "Full Conversion" then Column BA (AMOUNT) and Column BB (TAXES) BOTH values will be convert based on selected Currency in (Column L). 2. If you choose "Partial Conversion" then Column BA (AMOUNT) only will be converted based on selected currency (Column L) and Column BB (TAXES) value (INR) will be added to the converted values.
Note on K256: gepadmin: 1. If you choose "Full Conversion" then Column BA (AMOUNT) and Column BB (TAXES) BOTH values will be convert based on selected Currency in (Column L). 2. If you choose "Partial Conversion" then Column BA (AMOUNT) only will be converted based on selected currency (Column L) and Column BB (TAXES) value (INR) will be added to the converted values.
Note on K257: gepadmin: 1. If you choose "Full Conversion" then Column BA (AMOUNT) and Column BB (TAXES) BOTH values will be convert based on selected Currency in (Column L). 2. If you choose "Partial Conversion" then Column BA (AMOUNT) only will be converted based on selected currency (Column L) and Column BB (TAXES) value (INR) will be added to the converted values.
Note on K258: gepadmin: 1. If you choose "Full Conversion" then Column BA (AMOUNT) and Column BB (TAXES) BOTH values will be convert based on selected Currency in (Column L). 2. If you choose "Partial Conversion" then Column BA (AMOUNT) only will be converted based on selected currency (Column L) and Column BB (TAXES) value (INR) will be added to the converted values.
Note on K259: gepadmin: 1. If you choose "Full Conversion" then Column BA (AMOUNT) and Column BB (TAXES) BOTH values will be convert based on selected Currency in (Column L). 2. If you choose "Partial Conversion" then Column BA (AMOUNT) only will be converted based on selected currency (Column L) and Column BB (TAXES) value (INR) will be added to the converted values.
Note on K260: gepadmin: 1. If you choose "Full Conversion" then Column BA (AMOUNT) and Column BB (TAXES) BOTH values will be convert based on selected Currency in (Column L). 2. If you choose "Partial Conversion" then Column BA (AMOUNT) only will be converted based on selected currency (Column L) and Column BB (TAXES) value (INR) will be added to the converted values.
Note on K261: gepadmin: 1. If you choose "Full Conversion" then Column BA (AMOUNT) and Column BB (TAXES) BOTH values will be convert based on selected Currency in (Column L). 2. If you choose "Partial Conversion" then Column BA (AMOUNT) only will be converted based on selected currency (Column L) and Column BB (TAXES) value (INR) will be added to the converted values.
Note on K262: gepadmin: 1. If you choose "Full Conversion" then Column BA (AMOUNT) and Column BB (TAXES) BOTH values will be convert based on selected Currency in (Column L). 2. If you choose "Partial Conversion" then Column BA (AMOUNT) only will be converted based on selected currency (Column L) and Column BB (TAXES) value (INR) will be added to the converted values.
Note on K263: gepadmin: 1. If you choose "Full Conversion" then Column BA (AMOUNT) and Column BB (TAXES) BOTH values will be convert based on selected Currency in (Column L). 2. If you choose "Partial Conversion" then Column BA (AMOUNT) only will be converted based on selected currency (Column L) and Column BB (TAXES) value (INR) will be added to the converted values.
Note on K265: gepadmin: 1. If you choose "Full Conversion" then Column BA (AMOUNT) and Column BB (TAXES) BOTH values will be convert based on selected Currency in (Column L). 2. If you choose "Partial Conversion" then Column BA (AMOUNT) only will be converted based on selected currency (Column L) and Column BB (TAXES) value (INR) will be added to the converted values.
Note on K266: gepadmin: 1. If you choose "Full Conversion" then Column BA (AMOUNT) and Column BB (TAXES) BOTH values will be convert based on selected Currency in (Column L). 2. If you choose "Partial Conversion" then Column BA (AMOUNT) only will be converted based on selected currency (Column L) and Column BB (TAXES) value (INR) will be added to the converted values.
Note on K267: gepadmin: 1. If you choose "Full Conversion" then Column BA (AMOUNT) and Column BB (TAXES) BOTH values will be convert based on selected Currency in (Column L). 2. If you choose "Partial Conversion" then Column BA (AMOUNT) only will be converted based on selected currency (Column L) and Column BB (TAXES) value (INR) will be added to the converted values.
Note on K268: gepadmin: 1. If you choose "Full Conversion" then Column BA (AMOUNT) and Column BB (TAXES) BOTH values will be convert based on selected Currency in (Column L). 2. If you choose "Partial Conversion" then Column BA (AMOUNT) only will be converted based on selected currency (Column L) and Column BB (TAXES) value (INR) will be added to the converted values.
Note on K269: gepadmin: 1. If you choose "Full Conversion" then Column BA (AMOUNT) and Column BB (TAXES) BOTH values will be convert based on selected Currency in (Column L). 2. If you choose "Partial Conversion" then Column BA (AMOUNT) only will be converted based on selected currency (Column L) and Column BB (TAXES) value (INR) will be added to the converted values.
Note on K270: gepadmin: 1. If you choose "Full Conversion" then Column BA (AMOUNT) and Column BB (TAXES) BOTH values will be convert based on selected Currency in (Column L). 2. If you choose "Partial Conversion" then Column BA (AMOUNT) only will be converted based on selected currency (Column L) and Column BB (TAXES) value (INR) will be added to the converted values.
Note on K271: gepadmin: 1. If you choose "Full Conversion" then Column BA (AMOUNT) and Column BB (TAXES) BOTH values will be convert based on selected Currency in (Column L). 2. If you choose "Partial Conversion" then Column BA (AMOUNT) only will be converted based on selected currency (Column L) and Column BB (TAXES) value (INR) will be added to the converted values.
Note on K272: gepadmin: 1. If you choose "Full Conversion" then Column BA (AMOUNT) and Column BB (TAXES) BOTH values will be convert based on selected Currency in (Column L). 2. If you choose "Partial Conversion" then Column BA (AMOUNT) only will be converted based on selected currency (Column L) and Column BB (TAXES) value (INR) will be added to the converted values.
Note on K273: gepadmin: 1. If you choose "Full Conversion" then Column BA (AMOUNT) and Column BB (TAXES) BOTH values will be convert based on selected Currency in (Column L). 2. If you choose "Partial Conversion" then Column BA (AMOUNT) only will be converted based on selected currency (Column L) and Column BB (TAXES) value (INR) will be added to the converted values.
Note on K274: gepadmin: 1. If you choose "Full Conversion" then Column BA (AMOUNT) and Column BB (TAXES) BOTH values will be convert based on selected Currency in (Column L). 2. If you choose "Partial Conversion" then Column BA (AMOUNT) only will be converted based on selected currency (Column L) and Column BB (TAXES) value (INR) will be added to the converted values.
Note on K275: gepadmin: 1. If you choose "Full Conversion" then Column BA (AMOUNT) and Column BB (TAXES) BOTH values will be convert based on selected Currency in (Column L). 2. If you choose "Partial Conversion" then Column BA (AMOUNT) only will be converted based on selected currency (Column L) and Column BB (TAXES) value (INR) will be added to the converted values.
Note on K276: gepadmin: 1. If you choose "Full Conversion" then Column BA (AMOUNT) and Column BB (TAXES) BOTH values will be convert based on selected Currency in (Column L). 2. If you choose "Partial Conversion" then Column BA (AMOUNT) only will be converted based on selected currency (Column L) and Column BB (TAXES) value (INR) will be added to the converted values.
Note on K277: gepadmin: 1. If you choose "Full Conversion" then Column BA (AMOUNT) and Column BB (TAXES) BOTH values will be convert based on selected Currency in (Column L). 2. If you choose "Partial Conversion" then Column BA (AMOUNT) only will be converted based on selected currency (Column L) and Column BB (TAXES) value (INR) will be added to the converted values.
Note on K278: gepadmin: 1. If you choose "Full Conversion" then Column BA (AMOUNT) and Column BB (TAXES) BOTH values will be convert based on selected Currency in (Column L). 2. If you choose "Partial Conversion" then Column BA (AMOUNT) only will be converted based on selected currency (Column L) and Column BB (TAXES) value (INR) will be added to the converted values.
Note on K279: gepadmin: 1. If you choose "Full Conversion" then Column BA (AMOUNT) and Column BB (TAXES) BOTH values will be convert based on selected Currency in (Column L). 2. If you choose "Partial Conversion" then Column BA (AMOUNT) only will be converted based on selected currency (Column L) and Column BB (TAXES) value (INR) will be added to the converted values.
Note on K280: gepadmin: 1. If you choose "Full Conversion" then Column BA (AMOUNT) and Column BB (TAXES) BOTH values will be convert based on selected Currency in (Column L). 2. If you choose "Partial Conversion" then Column BA (AMOUNT) only will be converted based on selected currency (Column L) and Column BB (TAXES) value (INR) will be added to the converted values.
Note on K281: gepadmin: 1. If you choose "Full Conversion" then Column BA (AMOUNT) and Column BB (TAXES) BOTH values will be convert based on selected Currency in (Column L). 2. If you choose "Partial Conversion" then Column BA (AMOUNT) only will be converted based on selected currency (Column L) and Column BB (TAXES) value (INR) will be added to the converted values.
Note on K282: gepadmin: 1. If you choose "Full Conversion" then Column BA (AMOUNT) and Column BB (TAXES) BOTH values will be convert based on selected Currency in (Column L). 2. If you choose "Partial Conversion" then Column BA (AMOUNT) only will be converted based on selected currency (Column L) and Column BB (TAXES) value (INR) will be added to the converted values.
Note on K283: gepadmin: 1. If you choose "Full Conversion" then Column BA (AMOUNT) and Column BB (TAXES) BOTH values will be convert based on selected Currency in (Column L). 2. If you choose "Partial Conversion" then Column BA (AMOUNT) only will be converted based on selected currency (Column L) and Column BB (TAXES) value (INR) will be added to the converted values.
Note on K284: gepadmin: 1. If you choose "Full Conversion" then Column BA (AMOUNT) and Column BB (TAXES) BOTH values will be convert based on selected Currency in (Column L). 2. If you choose "Partial Conversion" then Column BA (AMOUNT) only will be converted based on selected currency (Column L) and Column BB (TAXES) value (INR) will be added to the converted values.
Note on K285: gepadmin: 1. If you choose "Full Conversion" then Column BA (AMOUNT) and Column BB (TAXES) BOTH values will be convert based on selected Currency in (Column L). 2. If you choose "Partial Conversion" then Column BA (AMOUNT) only will be converted based on selected currency (Column L) and Column BB (TAXES) value (INR) will be added to the converted values.
Note on K286: gepadmin: 1. If you choose "Full Conversion" then Column BA (AMOUNT) and Column BB (TAXES) BOTH values will be convert based on selected Currency in (Column L). 2. If you choose "Partial Conversion" then Column BA (AMOUNT) only will be converted based on selected currency (Column L) and Column BB (TAXES) value (INR) will be added to the converted values.
Note on K287: gepadmin: 1. If you choose "Full Conversion" then Column BA (AMOUNT) and Column BB (TAXES) BOTH values will be convert based on selected Currency in (Column L). 2. If you choose "Partial Conversion" then Column BA (AMOUNT) only will be converted based on selected currency (Column L) and Column BB (TAXES) value (INR) will be added to the converted values.
Note on K288: gepadmin: 1. If you choose "Full Conversion" then Column BA (AMOUNT) and Column BB (TAXES) BOTH values will be convert based on selected Currency in (Column L). 2. If you choose "Partial Conversion" then Column BA (AMOUNT) only will be converted based on selected currency (Column L) and Column BB (TAXES) value (INR) will be added to the converted values.
Note on K289: gepadmin: 1. If you choose "Full Conversion" then Column BA (AMOUNT) and Column BB (TAXES) BOTH values will be convert based on selected Currency in (Column L). 2. If you choose "Partial Conversion" then Column BA (AMOUNT) only will be converted based on selected currency (Column L) and Column BB (TAXES) value (INR) will be added to the converted values.
Note on K290: gepadmin: 1. If you choose "Full Conversion" then Column BA (AMOUNT) and Column BB (TAXES) BOTH values will be convert based on selected Currency in (Column L). 2. If you choose "Partial Conversion" then Column BA (AMOUNT) only will be converted based on selected currency (Column L) and Column BB (TAXES) value (INR) will be added to the converted values.
Note on K291: gepadmin: 1. If you choose "Full Conversion" then Column BA (AMOUNT) and Column BB (TAXES) BOTH values will be convert based on selected Currency in (Column L). 2. If you choose "Partial Conversion" then Column BA (AMOUNT) only will be converted based on selected currency (Column L) and Column BB (TAXES) value (INR) will be added to the converted values.
Note on K293: gepadmin: 1. If you choose "Full Conversion" then Column BA (AMOUNT) and Column BB (TAXES) BOTH values will be convert based on selected Currency in (Column L). 2. If you choose "Partial Conversion" then Column BA (AMOUNT) only will be converted based on selected currency (Column L) and Column BB (TAXES) value (INR) will be added to the converted values.
Note on K294: gepadmin: 1. If you choose "Full Conversion" then Column BA (AMOUNT) and Column BB (TAXES) BOTH values will be convert based on selected Currency in (Column L). 2. If you choose "Partial Conversion" then Column BA (AMOUNT) only will be converted based on selected currency (Column L) and Column BB (TAXES) value (INR) will be added to the converted values.
Note on K295: gepadmin: 1. If you choose "Full Conversion" then Column BA (AMOUNT) and Column BB (TAXES) BOTH values will be convert based on selected Currency in (Column L). 2. If you choose "Partial Conversion" then Column BA (AMOUNT) only will be converted based on selected currency (Column L) and Column BB (TAXES) value (INR) will be added to the converted values.
Note on K296: gepadmin: 1. If you choose "Full Conversion" then Column BA (AMOUNT) and Column BB (TAXES) BOTH values will be convert based on selected Currency in (Column L). 2. If you choose "Partial Conversion" then Column BA (AMOUNT) only will be converted based on selected currency (Column L) and Column BB (TAXES) value (INR) will be added to the converted values.
Note on K297: gepadmin: 1. If you choose "Full Conversion" then Column BA (AMOUNT) and Column BB (TAXES) BOTH values will be convert based on selected Currency in (Column L). 2. If you choose "Partial Conversion" then Column BA (AMOUNT) only will be converted based on selected currency (Column L) and Column BB (TAXES) value (INR) will be added to the converted values.
Validate
Print
Help

## Macros
Please Enable Macros to View BoQ information